## FTW336B Service Lateral
Project Cost Estimating Worksheet
Fort Wainwright FTW336B | Utility Service Lateral from New Mains to Barracks
Item | Year Inst | Quantity |  | Unit Cost | RCN | Contractors Mark-ups % |  |  |  |  | Contractors Mark-ups $ |  |  |  |  | RCN (Total Installed) | Engineering Services % |  |  |  | Engineering Services $'s |  |  |  | RCN Total w. Engineering) | Design Life | RYN (Repl. Year New) | RDL (Repl. Design Life) | Comments
[6 empty] | Contingency | Bonds & Insurance | General Conditions | Contractors G&A | Contractors Profit | Contingency | Bonds & Insurance | General Conditions | Contractors G&A | Contractors Profit |  | Studies & Pre-Design | Design | Services During Construction(3%) & Commissioning (2%) | Fee's on Studies & Design | Studies & Pre-Design | Design | Services During Construction | Fee's on Studies & Design |  |  | CY
FTW
Site Preparation & Access
site preparation, overburden excavation and removal, sedimentation control |  | 200 | LF | 50 | 10000 | 5% | 2% | 5% | 12.2% | 10% | 500 | 210 | 535.5 | 1371.951 | 1261.7451 | 13879.1961 | 5% | 5% | 5% | 10% | 693.9598 | 693.9598 | 693.9598 | 138.792 | 16099.8675 | 75 |  | 75
isolation tenting, ventilation, lid removal and cribbing, isolation bulkheads, repair or replacement of broken utilidor roof panels |  | 0 | LF | 25 | 0 | 5% | 2% | 5% | 12.2% | 10% | 0 | 0 | 0 | 0 | 0 | 0 | 5% | 5% | 5% | 10% | 0 | 0 | 0 | 0 | 0 | 75 |  | 75
utilidor roof panel clean-up and reinstallation; backfill; finish grading; pavement repair; turf and landscape repair. |  | 200 | LF | 75 | 15000 | 5% | 2% | 5% | 12.2% | 10% | 750 | 315 | 803.25 | 2057.9265 | 1892.6177 | 20818.7942 | 5% | 5% | 5% | 10% | 1040.9397 | 1040.9397 | 1040.9397 | 208.1879 | 24149.8012 | 75 |  | 75
Asbestos Containing Material Abatement
asbestos pipe insulation removal and disposal in POST landfill |  | 0 | LF | 175 | 0 | 5% | 2% | 5% | 12.2% | 10% | 0 | 0 | 0 | 0 | 0 | 0 | 5% | 5% | 5% | 10% | 0 | 0 | 0 | 0 | 0 | 75 |  | 75
utilidor clean up & asbestos encapsulation |  | 0 | LF | 75 | 0 | 5% | 2% | 5% | 12.2% | 10% | 0 | 0 | 0 | 0 | 0 | 0 | 5% | 5% | 5% | 10% | 0 | 0 | 0 | 0 | 0 | 75 |  | 75
Utilidor Steam Piping System - includes demolition of existing pipes and supports; installation of new pipe; installation of new supports, expansion compensation and anchor systems; new insulation; reconnect or replace service laterals as required.
Carbon steel piping, ASTM A106, seamless, standard wall; forged carbon steel fittings; forged carbon steel valves (2" and smaller); cast carbon steel valves (3" and larger); externally pressurized expansion joints; all welded piping system.
utilidor installed steam piping - 1" diameter |  | 0 | LF | 161 | 0 | 5% | 2% | 5% | 12.2% | 10% | 0 | 0 | 0 | 0 | 0 | 0 | 5% | 5% | 5% | 10% | 0 | 0 | 0 | 0 | 0 | 60 |  | 60
utilidor installed steam piping - 1½" diameter |  | 0 | LF | 175 | 0 | 5% | 2% | 5% | 12.2% | 10% | 0 | 0 | 0 | 0 | 0 | 0 | 5% | 5% | 5% | 10% | 0 | 0 | 0 | 0 | 0 | 60 |  | 60
utilidor installed steam piping - 2" diameter |  | 0 | LF | 191 | 0 | 5% | 2% | 5% | 12.2% | 10% | 0 | 0 | 0 | 0 | 0 | 0 | 5% | 5% | 5% | 10% | 0 | 0 | 0 | 0 | 0 | 60 |  | 60
utilidor installed steam piping - 3" diameter |  | 0 | LF | 233 | 0 | 5% | 2% | 5% | 12.2% | 10% | 0 | 0 | 0 | 0 | 0 | 0 | 5% | 5% | 5% | 10% | 0 | 0 | 0 | 0 | 0 | 60 |  | 60
utilidor installed steam piping - 4" diameter |  | 200 | LF | 292 | 58400 | 5% | 2% | 5% | 12.2% | 10% | 2920 | 1226.4 | 3127.32 | 8012.1938 | 7368.5914 | 81054.5052 | 5% | 5% | 5% | 10% | 4052.7253 | 4052.7253 | 4052.7253 | 810.5451 | 94023.2261 | 60 |  | 60
utilidor installed steam piping - 6" diameter |  | 0 | LF | 320 | 0 | 5% | 2% | 5% | 12.2% | 10% | 0 | 0 | 0 | 0 | 0 | 0 | 5% | 5% | 5% | 10% | 0 | 0 | 0 | 0 | 0 | 60 |  | 60
utilidor installed steam piping - 8" diameter |  | 0 | LF | 374 | 0 | 5% | 2% | 5% | 12.2% | 10% | 0 | 0 | 0 | 0 | 0 | 0 | 5% | 5% | 5% | 10% | 0 | 0 | 0 | 0 | 0 | 60 |  | 60
utilidor installed steam piping - 10" diameter |  | 0 | LF | 447 | 0 | 5% | 2% | 5% | 12.2% | 10% | 0 | 0 | 0 | 0 | 0 | 0 | 5% | 5% | 5% | 10% | 0 | 0 | 0 | 0 | 0 | 60 |  | 60
utilidor installed steam piping - 12" diameter |  | 0 | LF | 505 | 0 | 5% | 2% | 5% | 12.2% | 10% | 0 | 0 | 0 | 0 | 0 | 0 | 5% | 5% | 5% | 10% | 0 | 0 | 0 | 0 | 0 | 60 |  | 60
utilidor installed steam piping - 14" diameter |  | 0 | LF | 547 | 0 | 5% | 2% | 5% | 12.2% | 10% | 0 | 0 | 0 | 0 | 0 | 0 | 5% | 5% | 5% | 10% | 0 | 0 | 0 | 0 | 0 | 60 |  | 60
utilidor installed steam piping - 16" diameter |  | 0 | LF | 588 | 0 | 5% | 2% | 5% | 12.2% | 10% | 0 | 0 | 0 | 0 | 0 | 0 | 5% | 5% | 5% | 10% | 0 | 0 | 0 | 0 | 0 | 60 |  | 60
utilidor installed steam piping - 18" diameter |  | 0 | LF | 691 | 0 | 5% | 2% | 5% | 12.2% | 10% | 0 | 0 | 0 | 0 | 0 | 0 | 5% | 5% | 5% | 10% | 0 | 0 | 0 | 0 | 0 | 60 |  | 60
utilidor installed steam piping - 20" diameter |  | 0 | LF | 785 | 0 | 5% | 2% | 5% | 12.2% | 10% | 0 | 0 | 0 | 0 | 0 | 0 | 5% | 5% | 5% | 10% | 0 | 0 | 0 | 0 | 0 | 60 |  | 60
utilidor installed steam piping - 24" diameter |  | 0 | LF | 891 | 0 | 5% | 2% | 5% | 12.2% | 10% | 0 | 0 | 0 | 0 | 0 | 0 | 5% | 5% | 5% | 10% | 0 | 0 | 0 | 0 | 0 | 60 |  | 60
Utilidor Condensate Piping System - includes demolition of existing pipes and supports; installation of new pipe; installation of new supports, expansion compensation and anchor systems; new insulation; reconnect or replace service laterals as required.
Stainless steel piping, ASTM A312, Type 316L, schedule 10S; wrought stainless steel fittings; forged stainless steel valves (2" and smaller); cast stainless steel valves (3" and larger); externally pressurized expansion joints; all welded piping system.
utilidor installed condensate piping - ½" diameter |  | 0 | LF | 190 | 0 | 5% | 2% | 5% | 12.2% | 10% | 0 | 0 | 0 | 0 | 0 | 0 | 5% | 5% | 5% | 10% | 0 | 0 | 0 | 0 | 0 | 40 |  | 40
utilidor installed condensate piping - ¾" diameter |  | 0 | LF | 187 | 0 | 5% | 2% | 5% | 12.2% | 10% | 0 | 0 | 0 | 0 | 0 | 0 | 5% | 5% | 5% | 10% | 0 | 0 | 0 | 0 | 0 | 40 |  | 40
utilidor installed condensate piping - 1" diameter |  | 0 | LF | 198 | 0 | 5% | 2% | 5% | 12.2% | 10% | 0 | 0 | 0 | 0 | 0 | 0 | 5% | 5% | 5% | 10% | 0 | 0 | 0 | 0 | 0 | 40 |  | 40
utilidor installed condensate piping - 1½" diameter |  | 200 | LF | 205 | 41000 | 5% | 2% | 5% | 12.2% | 10% | 2050 | 861 | 2195.55 | 5624.9991 | 5173.1549 | 56904.704 | 5% | 5% | 5% | 10% | 2845.2352 | 2845.2352 | 2845.2352 | 569.047 | 66009.4567 | 40 |  | 40
utilidor installed condensate piping - 2" diameter |  | 0 | LF | 217 | 0 | 5% | 2% | 5% | 12.2% | 10% | 0 | 0 | 0 | 0 | 0 | 0 | 5% | 5% | 5% | 10% | 0 | 0 | 0 | 0 | 0 | 40 |  | 40
utilidor installed condensate piping - 3" diameter |  | 0 | LF | 230 | 0 | 5% | 2% | 5% | 12.2% | 10% | 0 | 0 | 0 | 0 | 0 | 0 | 5% | 5% | 5% | 10% | 0 | 0 | 0 | 0 | 0 | 40 |  | 40
utilidor installed condensate piping - 4" diameter |  | 0 | LF | 250 | 0 | 5% | 2% | 5% | 12.2% | 10% | 0 | 0 | 0 | 0 | 0 | 0 | 5% | 5% | 5% | 10% | 0 | 0 | 0 | 0 | 0 | 40 |  | 40
utilidor installed condensate piping - 6" diameter |  | 0 | LF | 364 | 0 | 5% | 2% | 5% | 12.2% | 10% | 0 | 0 | 0 | 0 | 0 | 0 | 5% | 5% | 5% | 10% | 0 | 0 | 0 | 0 | 0 | 40 |  | 40
utilidor installed condensate piping - 8" diameter |  | 0 | LF | 350 | 0 | 5% | 2% | 5% | 12.2% | 10% | 0 | 0 | 0 | 0 | 0 | 0 | 5% | 5% | 5% | 10% | 0 | 0 | 0 | 0 | 0 | 40 |  | 40
utilidor installed condensate piping - 10" diameter |  | 0 | LF | 401 | 0 | 5% | 2% | 5% | 12.2% | 10% | 0 | 0 | 0 | 0 | 0 | 0 | 5% | 5% | 5% | 10% | 0 | 0 | 0 | 0 | 0 | 40 |  | 40
utilidor installed condensate piping - 12" diameter |  | 0 | LF | 423 | 0 | 5% | 2% | 5% | 12.2% | 10% | 0 | 0 | 0 | 0 | 0 | 0 | 5% | 5% | 5% | 10% | 0 | 0 | 0 | 0 | 0 | 40 |  | 40
Utilidor Water Piping System - includes demolition of existing pipes and supports; installation of new pipe; installation of new support and anchor systems; new insulation and tracing; reconnect or replace service laterals as required.
Copper tubing (3" and smaller), ASTM B88, type K; cast bronze fittings, ASTM A536; cast bronze valves; mechanical couplings for roll grooved piping system.
utilidor installed water piping - 1½" diameter |  | 0 | LF | 54 | 0 | 5% | 2% | 5% | 12.2% | 10% | 0 | 0 | 0 | 0 | 0 | 0 | 5% | 5% | 5% | 10% | 0 | 0 | 0 | 0 | 0 | 70 |  | 70
utilidor installed water piping - 2" diameter |  | 0 | LF | 63 | 0 | 5% | 2% | 5% | 12.2% | 10% | 0 | 0 | 0 | 0 | 0 | 0 | 5% | 5% | 5% | 10% | 0 | 0 | 0 | 0 | 0 | 70 |  | 70
utilidor installed water piping - 2½" diameter |  | 0 | LF | 75 | 0 | 5% | 2% | 5% | 12.2% | 10% | 0 | 0 | 0 | 0 | 0 | 0 | 5% | 5% | 5% | 10% | 0 | 0 | 0 | 0 | 0 | 70 |  | 70
utilidor installed water piping - 3" diameter |  | 200 | LF | 94 | 18800 | 5% | 2% | 5% | 12.2% | 10% | 940 | 394.8 | 1006.74 | 2579.2679 | 2372.0808 | 26092.8887 | 5% | 5% | 5% | 10% | 1304.6444 | 1304.6444 | 1304.6444 | 260.9289 | 30267.7509 | 70 |  | 70
Ductile iron piping (4" and larger), AWWA C151/A21.51, Class 53; cement lined, AWWA C104, standard; ductile iron fittings, ASTM A536; ductile iron valves; mechanical couplings for cut grooved and shouldered piping systems, AWWA C606.
utilidor installed water piping - 4" diameter |  | 0 | LF | 207 | 0 | 5% | 2% | 5% | 12.2% | 10% | 0 | 0 | 0 | 0 | 0 | 0 | 5% | 5% | 5% | 10% | 0 | 0 | 0 | 0 | 0 | 70 |  | 70
utilidor installed water piping - 6" diameter |  | 0 | LF | 221 | 0 | 5% | 2% | 5% | 12.2% | 10% | 0 | 0 | 0 | 0 | 0 | 0 | 5% | 5% | 5% | 10% | 0 | 0 | 0 | 0 | 0 | 70 |  | 70
utilidor installed water piping - 8" diameter |  | 0 | LF | 254 | 0 | 5% | 2% | 5% | 12.2% | 10% | 0 | 0 | 0 | 0 | 0 | 0 | 5% | 5% | 5% | 10% | 0 | 0 | 0 | 0 | 0 | 70 |  | 70
utilidor installed water piping - 10" diameter |  | 0 | LF | 263 | 0 | 5% | 2% | 5% | 12.2% | 10% | 0 | 0 | 0 | 0 | 0 | 0 | 5% | 5% | 5% | 10% | 0 | 0 | 0 | 0 | 0 | 70 |  | 70
utilidor installed water piping - 12" diameter |  | 0 | LF | 291 | 0 | 5% | 2% | 5% | 12.2% | 10% | 0 | 0 | 0 | 0 | 0 | 0 | 5% | 5% | 5% | 10% | 0 | 0 | 0 | 0 | 0 | 70 |  | 70
utilidor installed water piping - 14" diameter |  | 0 | LF | 316 | 0 | 5% | 2% | 5% | 12.2% | 10% | 0 | 0 | 0 | 0 | 0 | 0 | 5% | 5% | 5% | 10% | 0 | 0 | 0 | 0 | 0 | 70 |  | 70
utilidor installed water piping - 16" diameter |  | 0 | LF | 345 | 0 | 5% | 2% | 5% | 12.2% | 10% | 0 | 0 | 0 | 0 | 0 | 0 | 5% | 5% | 5% | 10% | 0 | 0 | 0 | 0 | 0 | 70 |  | 70
utilidor installed water piping - 18" diameter |  | 0 | LF | 387 | 0 | 5% | 2% | 5% | 12.2% | 10% | 0 | 0 | 0 | 0 | 0 | 0 | 5% | 5% | 5% | 10% | 0 | 0 | 0 | 0 | 0 | 70 |  | 70
utilidor installed water piping - 20" diameter |  | 0 | LF | 422 | 0 | 5% | 2% | 5% | 12.2% | 10% | 0 | 0 | 0 | 0 | 0 | 0 | 5% | 5% | 5% | 10% | 0 | 0 | 0 | 0 | 0 | 70 |  | 70
Utilidor Sewer Piping System - includes demolition of existing pipes and supports; installation of new pipe; installation of new support and anchor systems; reconnect or replace service laterals as required.
Ductile iron piping (4" and larger), AWWA C151/A21.51, Class 53; cement lined, AWWA C104, standard; ductile iron fittings, ASTM A536; ductile iron valves; mechanical couplings for cut grooved and shouldered piping systems, AWWA C606.
Gravity:
utilidor installed sewer piping - 3" gravity |  | 0 | LF | 196 | 0 | 5% | 2% | 5% | 12.2% | 10% | 0 | 0 | 0 | 0 | 0 | 0 | 5% | 5% | 5% | 10% | 0 | 0 | 0 | 0 | 0 | 70 |  | 70
utilidor installed sewer piping - 4" gravity |  | 0 | LF | 207 | 0 | 5% | 2% | 5% | 12.2% | 10% | 0 | 0 | 0 | 0 | 0 | 0 | 5% | 5% | 5% | 10% | 0 | 0 | 0 | 0 | 0 | 70 |  | 70
utilidor installed sewer piping - 6" gravity |  | 200 | LF | 221 | 44200 | 5% | 2% | 5% | 12.2% | 10% | 2210 | 928.2 | 2366.91 | 6064.0234 | 5576.9133 | 61346.0468 | 5% | 5% | 5% | 10% | 3067.3023 | 3067.3023 | 3067.3023 | 613.4605 | 71161.4142 | 70 |  | 70
utilidor installed sewer piping - 8" gravity |  | 0 | LF | 254 | 0 | 5% | 2% | 5% | 12.2% | 10% | 0 | 0 | 0 | 0 | 0 | 0 | 5% | 5% | 5% | 10% | 0 | 0 | 0 | 0 | 0 | 70 |  | 70
utilidor installed sewer piping - 10" gravity |  | 0 | LF | 263 | 0 | 5% | 2% | 5% | 12.2% | 10% | 0 | 0 | 0 | 0 | 0 | 0 | 5% | 5% | 5% | 10% | 0 | 0 | 0 | 0 | 0 | 70 |  | 70
utilidor installed sewer piping - 12" gravity |  | 0 | LF | 291 | 0 | 5% | 2% | 5% | 12.2% | 10% | 0 | 0 | 0 | 0 | 0 | 0 | 5% | 5% | 5% | 10% | 0 | 0 | 0 | 0 | 0 | 70 |  | 70
utilidor installed sewer piping - 14" gravity |  | 0 | LF | 316 | 0 | 5% | 2% | 5% | 12.2% | 10% | 0 | 0 | 0 | 0 | 0 | 0 | 5% | 5% | 5% | 10% | 0 | 0 | 0 | 0 | 0 | 70 |  | 70
utilidor installed sewer piping - 16" gravity |  | 0 | LF | 345 | 0 | 5% | 2% | 5% | 12.2% | 10% | 0 | 0 | 0 | 0 | 0 | 0 | 5% | 5% | 5% | 10% | 0 | 0 | 0 | 0 | 0 | 70 |  | 70
utilidor installed sewer piping - 18" gravity |  | 0 | LF | 387 | 0 | 5% | 2% | 5% | 12.2% | 10% | 0 | 0 | 0 | 0 | 0 | 0 | 5% | 5% | 5% | 10% | 0 | 0 | 0 | 0 | 0 | 70 |  | 70
utilidor installed sewer piping - 20" gravity |  | 0 | LF | 422 | 0 | 5% | 2% | 5% | 12.2% | 10% | 0 | 0 | 0 | 0 | 0 | 0 | 5% | 5% | 5% | 10% | 0 | 0 | 0 | 0 | 0 | 70 |  | 70
utilidor installed sewer piping - 24" gravity |  | 0 | LF | 476 | 0 | 5% | 2% | 5% | 12.2% | 10% | 0 | 0 | 0 | 0 | 0 | 0 | 5% | 5% | 5% | 10% | 0 | 0 | 0 | 0 | 0 | 70 |  | 70
Force Main:
utilidor installed force main - 4" diameter |  | 0 | LF | 207 | 0 | 5% | 2% | 5% | 12.2% | 10% | 0 | 0 | 0 | 0 | 0 | 0 | 5% | 5% | 5% | 10% | 0 | 0 | 0 | 0 | 0 | 70 |  | 70
utilidor installed force main - 6" diameter |  | 0 | LF | 221 | 0 | 5% | 2% | 5% | 12.2% | 10% | 0 | 0 | 0 | 0 | 0 | 0 | 5% | 5% | 5% | 10% | 0 | 0 | 0 | 0 | 0 | 70 |  | 70
utilidor installed force main - 8" diameter |  | 0 | LF | 254 | 0 | 5% | 2% | 5% | 12.2% | 10% | 0 | 0 | 0 | 0 | 0 | 0 | 5% | 5% | 5% | 10% | 0 | 0 | 0 | 0 | 0 | 70 |  | 70
utilidor installed force main - 10" diameter |  | 0 | LF | 263 | 0 | 5% | 2% | 5% | 12.2% | 10% | 0 | 0 | 0 | 0 | 0 | 0 | 5% | 5% | 5% | 10% | 0 | 0 | 0 | 0 | 0 | 70 |  | 70
utilidor installed force main - 12" diameter |  | 0 | LF | 291 | 0 | 5% | 2% | 5% | 12.2% | 10% | 0 | 0 | 0 | 0 | 0 | 0 | 5% | 5% | 5% | 10% | 0 | 0 | 0 | 0 | 0 | 70 |  | 70
utilidor installed force main - 14" diameter |  | 0 | LF | 316 | 0 | 5% | 2% | 5% | 12.2% | 10% | 0 | 0 | 0 | 0 | 0 | 0 | 5% | 5% | 5% | 10% | 0 | 0 | 0 | 0 | 0 | 70 |  | 70
utilidor installed force main - 16" diameter |  | 0 | LF | 345 | 0 | 5% | 2% | 5% | 12.2% | 10% | 0 | 0 | 0 | 0 | 0 | 0 | 5% | 5% | 5% | 10% | 0 | 0 | 0 | 0 | 0 | 70 |  | 70
utilidor installed force main - 18" diameter |  | 0 | LF | 387 | 0 | 5% | 2% | 5% | 12.2% | 10% | 0 | 0 | 0 | 0 | 0 | 0 | 5% | 5% | 5% | 10% | 0 | 0 | 0 | 0 | 0 | 70 |  | 70
utilidor installed force main - 20" diameter |  | 0 | LF | 422 | 0 | 5% | 2% | 5% | 12.2% | 10% | 0 | 0 | 0 | 0 | 0 | 0 | 5% | 5% | 5% | 10% | 0 | 0 | 0 | 0 | 0 | 70 |  | 70
utilidor installed force main - 24" diameter |  | 0 | LF | 476 | 0 | 5% | 2% | 5% | 12.2% | 10% | 0 | 0 | 0 | 0 | 0 | 0 | 5% | 5% | 5% | 10% | 0 | 0 | 0 | 0 | 0 | 70 |  | 70
Utilidor Rehabilitation and Repair
Repair and recondition utilidor walls, floor and removable roof panels; repair/replace utilidor insulation and waterproofing system. |  | 0 | LF | 125 | 0 | 5% | 2% | 5% | 12.2% | 10% | 0 | 0 | 0 | 0 | 0 | 0 | 5% | 5% | 5% | 10% | 0 | 0 | 0 | 0 | 0 | 75 |  | 75
Raise elevation of manhole lid where required to eliminate seasonal flooding of utilidor system. |  | 0 | EA | 1750 | 0 | 5% | 2% | 5% | 12.2% | 10% | 0 | 0 | 0 | 0 | 0 | 0 | 5% | 5% | 5% | 10% | 0 | 0 | 0 | 0 | 0 | 75 |  | 75
Repair/replace utilidor ventilation system in manhole lid (where required). |  | 0 | EA | 2200 | 0 | 5% | 2% | 5% | 12.2% | 10% | 0 | 0 | 0 | 0 | 0 | 0 | 5% | 5% | 5% | 10% | 0 | 0 | 0 | 0 | 0 | 75 |  | 75
Replace manhole convenience power and lighting system (where required). |  | 0 | EA | 1800 | 0 | 5% | 2% | 5% | 12.2% | 10% | 0 | 0 | 0 | 0 | 0 | 0 | 5% | 5% | 5% | 10% | 0 | 0 | 0 | 0 | 0 | 25 |  | 25
Replace utilidor drainage system , sump pumps (where required) |  | 0 | EA | 2600 | 0 | 5% | 2% | 5% | 12.2% | 10% | 0 | 0 | 0 | 0 | 0 | 0 | 5% | 5% | 5% | 10% | 0 | 0 | 0 | 0 | 0 | 25 |  | 25
Replace existing access hatches with new secure (lockable) hatches. |  | 0 | EA | 3065 | 0 | 5% | 2% | 5% | 12.2% | 10% | 0 | 0 | 0 | 0 | 0 | 0 | 5% | 5% | 5% | 10% | 0 | 0 | 0 | 0 | 0 | 75 |  | 75
Utilidor Replacement - Includes removal and recycling of existing concrete utilidor elements. Replacement also includes mastic damp proofing, board insulation, access hatches, vents, lighting, and sumps with submersible pumps.
8 foot long precast concrete U-sections with precast concrete lids; ACI 317, 5000 psi concrete,
Precast concrete sections - 84" by 108" |  | 0 | LF |  | 0 | 5% | 2% | 5% | 12.2% | 10% | 0 | 0 | 0 | 0 | 0 | 0 | 5% | 5% | 5% | 10% | 0 | 0 | 0 | 0 | 0 | 75 |  | 75
Precast concrete sections - 84" by 84" |  | 0 | LF | 920 | 0 | 5% | 2% | 5% | 12.2% | 10% | 0 | 0 | 0 | 0 | 0 | 0 | 5% | 5% | 5% | 10% | 0 | 0 | 0 | 0 | 0 | 75 |  | 75
Precast concrete sections - 84" by 60" |  | 0 | LF | 789 | 0 | 5% | 2% | 5% | 12.2% | 10% | 0 | 0 | 0 | 0 | 0 | 0 | 5% | 5% | 5% | 10% | 0 | 0 | 0 | 0 | 0 | 75 |  | 75
Precast concrete sections - 84" by 48" |  | 0 | LF | 723 | 0 | 5% | 2% | 5% | 12.2% | 10% | 0 | 0 | 0 | 0 | 0 | 0 | 5% | 5% | 5% | 10% | 0 | 0 | 0 | 0 | 0 | 75 |  | 75
Precast concrete sections - 78" by 78" |  | 0 | LF | 862 | 0 | 5% | 2% | 5% | 12.2% | 10% | 0 | 0 | 0 | 0 | 0 | 0 | 5% | 5% | 5% | 10% | 0 | 0 | 0 | 0 | 0 | 75 |  | 75
Precast concrete sections - 72" by 84" |  | 0 | LF |  | 0 | 5% | 2% | 5% | 12.2% | 10% | 0 | 0 | 0 | 0 | 0 | 0 | 5% | 5% | 5% | 10% | 0 | 0 | 0 | 0 | 0 | 75 |  | 75
Precast concrete sections - 72" by 72" |  | 0 | LF | 804 | 0 | 5% | 2% | 5% | 12.2% | 10% | 0 | 0 | 0 | 0 | 0 | 0 | 5% | 5% | 5% | 10% | 0 | 0 | 0 | 0 | 0 | 75 |  | 75
Precast concrete sections - 72" by 60" |  | 0 | LF | 738 | 0 | 5% | 2% | 5% | 12.2% | 10% | 0 | 0 | 0 | 0 | 0 | 0 | 5% | 5% | 5% | 10% | 0 | 0 | 0 | 0 | 0 | 75 |  | 75
Precast concrete sections - 72" by 36" |  | 0 | LF | 607 | 0 | 5% | 2% | 5% | 12.2% | 10% | 0 | 0 | 0 | 0 | 0 | 0 | 5% | 5% | 5% | 10% | 0 | 0 | 0 | 0 | 0 | 75 |  | 75
Precast concrete sections - 60" by 72" |  | 0 | LF | 754 | 0 | [5 empty] | 0 | 0 | 0 | 0 | 0 | 0 |  |  |  |  | 0 | 0 | 0 | 0 | 0
Precast concrete sections - 60" by 60" |  | 0 | LF | 688 | 0 | 5% | 2% | 5% | 12.2% | 10% | 0 | 0 | 0 | 0 | 0 | 0 | 5% | 5% | 5% | 10% | 0 | 0 | 0 | 0 | 0 | 75 |  | 75
Precast concrete sections - 60" by 48" |  | 0 | LF | 623 | 0 | 5% | 2% | 5% | 12.2% | 10% | 0 | 0 | 0 | 0 | 0 | 0 | 5% | 5% | 5% | 10% | 0 | 0 | 0 | 0 | 0 | 75 |  | 75
Precast concrete sections - 60" by 30" |  | 0 | LF | 524 | 0 | 5% | 2% | 5% | 12.2% | 10% | 0 | 0 | 0 | 0 | 0 | 0 | 5% | 5% | 5% | 10% | 0 | 0 | 0 | 0 | 0 | 75 |  | 75
Precast concrete sections - 54" by 60" |  | 0 | LF | 663 | 0 | 5% | 2% | 5% | 12.2% | 10% | 0 | 0 | 0 | 0 | 0 | 0 | 5% | 5% | 5% | 10% | 0 | 0 | 0 | 0 | 0 | 75 |  | 75
Precast concrete sections - 54" by 54" |  | 0 | LF | 630 | 0 | 5% | 2% | 5% | 12.2% | 10% | 0 | 0 | 0 | 0 | 0 | 0 | 5% | 5% | 5% | 10% | 0 | 0 | 0 | 0 | 0 | 75 |  | 75
Precast concrete sections - 48" by 60" |  | 0 | LF |  | 0 | 5% | 2% | 5% | 12.2% | 10% | 0 | 0 | 0 | 0 | 0 | 0 | 5% | 5% | 5% | 10% | 0 | 0 | 0 | 0 | 0 | 75 |  | 75
Precast concrete sections - 48" by 48" |  | 0 | LF | 572 | 0 | 5% | 2% | 5% | 12.2% | 10% | 0 | 0 | 0 | 0 | 0 | 0 | 5% | 5% | 5% | 10% | 0 | 0 | 0 | 0 | 0 | 75 |  | 75
Precast concrete sections - 42" by 42" |  | 0 | LF |  | 0 | 5% | 2% | 5% | 12.2% | 10% | 0 | 0 | 0 | 0 | 0 | 0 | 5% | 5% | 5% | 10% | 0 | 0 | 0 | 0 | 0 | 75 |  | 75
Precast concrete sections - 36" by 42" |  | 0 | LF |  | 0 | 5% | 2% | 5% | 12.2% | 10% | 0 | 0 | 0 | 0 | 0 | 0 | 5% | 5% | 5% | 10% | 0 | 0 | 0 | 0 | 0 | 75 |  | 75
Precast concrete sections - 36" by 36" |  | 0 | LF |  | 0 | 5% | 2% | 5% | 12.2% | 10% | 0 | 0 | 0 | 0 | 0 | 0 | 5% | 5% | 5% | 10% | 0 | 0 | 0 | 0 | 0 | 75 |  | 75
Precast concrete sections - 36" by 30" |  | 0 | LF |  | 0 | 5% | 2% | 5% | 12.2% | 10% | 0 | 0 | 0 | 0 | 0 | 0 | 5% | 5% | 5% | 10% | 0 | 0 | 0 | 0 | 0 | 75 |  | 75
Precast concrete sections - 30" by 36" |  | 0 | LF |  | 0 | 5% | 2% | 5% | 12.2% | 10% | 0 | 0 | 0 | 0 | 0 | 0 | 5% | 5% | 5% | 10% | 0 | 0 | 0 | 0 | 0 | 75 |  | 75
Precast concrete sections - 30" by 30" |  | 0 | LF |  | 0 | 5% | 2% | 5% | 12.2% | 10% | 0 | 0 | 0 | 0 | 0 | 0 | 5% | 5% | 5% | 10% | 0 | 0 | 0 | 0 | 0 | 75 |  | 75
Precast concrete sections - 30" by 24" |  | 0 | LF |  | 0 | 5% | 2% | 5% | 12.2% | 10% | 0 | 0 | 0 | 0 | 0 | 0 | 5% | 5% | 5% | 10% | 0 | 0 | 0 | 0 | 0 | 75 |  | 75
Precast concrete sections - 24" by 48" |  | 0 | LF |  | 0 | 5% | 2% | 5% | 12.2% | 10% | 0 | 0 | 0 | 0 | 0 | 0 | 5% | 5% | 5% | 10% | 0 | 0 | 0 | 0 | 0 | 75 |  | 75
Precast concrete sections - 24" by 30" |  | 0 | LF |  | 0 | 5% | 2% | 5% | 12.2% | 10% | 0 | 0 | 0 | 0 | 0 | 0 | 5% | 5% | 5% | 10% | 0 | 0 | 0 | 0 | 0 | 75 |  | 75
Precast concrete sections - 24" by 24" |  | 200 | LF | 265 | 53000 | 5% | 2% | 5% | 12.2% | 10% | 2650 | 1113 | 2838.15 | 7271.3403 | 6687.249 | 73559.7393 | 5% | 5% | 5% | 10% | 3677.987 | 3677.987 | 3677.987 | 735.5974 | 85329.2976 | 75 |  | 75
Precast concrete sections - 18" by 30" |  | 0 | LF |  | 0 | 5% | 2% | 5% | 12.2% | 10% | 0 | 0 | 0 | 0 | 0 | 0 | 5% | 5% | 5% | 10% | 0 | 0 | 0 | 0 | 0 | 75 |  | 75
Precast concrete sections - 18" by 24" |  | 0 | LF |  | 0 | 5% | 2% | 5% | 12.2% | 10% | 0 | 0 | 0 | 0 | 0 | 0 | 5% | 5% | 5% | 10% | 0 | 0 | 0 | 0 | 0 | 75 |  | 75
Direct Buried Heat Distribution Piping System - includes demolition of existing pipes; installation of new pipe; installation of new support / anchor system; reconnect or replace service laterals as required.
Class A conduit system, drainable, dryable, pressure testable. Standard weight steel pipe for steam; schedule 10S for condensate; foamglas insulation on carrier pipe; FRP coating as protection on conduit.
Direct Buried HDS Main (DU Steam Heat Service Table March 2008) - 2" Steam & 1" Condensate |  | 0 | LF | 200 | 0 | 5% | 2% | 5% | 12.2% | 10% | 0 | 0 | 0 | 0 | 0 | 0 | 5% | 5% | 5% | 10% | 0 | 0 | 0 | 0 | 0 | 30 |  | 30
Direct Buried HDS Main (DU Steam Heat Service Table March 2008) - 4" Steam & 1" Condensate |  | 0 | LF | 280 | 0 | 5% | 2% | 5% | 12.2% | 10% | 0 | 0 | 0 | 0 | 0 | 0 | 5% | 5% | 5% | 10% | 0 | 0 | 0 | 0 | 0 | 30 |  | 30
Direct Buried HDS Main (DU Steam Heat Service Table March 2008) - 6" Steam & 2" Condensate |  | 0 | LF | 370 | 0 | 5% | 2% | 5% | 12.2% | 10% | 0 | 0 | 0 | 0 | 0 | 0 | 5% | 5% | 5% | 10% | 0 | 0 | 0 | 0 | 0 | 30 |  | 30
Direct Buried HDS Main (DU Steam Heat Service Table March 2008) - 8" Steam & 4" Condensate |  | 0 | LF | 450 | 0 | 5% | 2% | 5% | 12.2% | 10% | 0 | 0 | 0 | 0 | 0 | 0 | 5% | 5% | 5% | 10% | 0 | 0 | 0 | 0 | 0 | 30 |  | 30
Direct Buried HDS Main - 12" Steam & 6" Condensate |  | 0 | LF | 869 | 0 | 5% | 2% | 5% | 12.2% | 10% | 0 | 0 | 0 | 0 | 0 | 0 | 5% | 5% | 5% | 10% | 0 | 0 | 0 | 0 | 0 | 30 |  | 30
Direct Buried Domestic Water Piping System - includes demolition of existing pipes; installation of new pipe; installation of new support / anchor system; reconnect or replace service laterals as required.
Ductile iron piping (4" and larger), AWWA C151/A21.51, Class 53; cement lined, AWWA C104, standard; ductile iron fittings, ASTM A536; ductile iron valves; mechanical couplings for cut grooved and shouldered piping systems, AWWA C606.
direct buried water main (DU Water Service Table March 2008) - 4" diameter |  | 0 | LF | 75 | 0 | 5% | 2% | 5% | 12.2% | 10% | 0 | 0 | 0 | 0 | 0 | 0 | 5% | 5% | 5% | 10% | 0 | 0 | 0 | 0 | 0 | 70 |  | 70
direct buried water main (DU Water Service Table March 2008) - 6" diameter |  | 0 | LF | 110 | 0 | 5% | 2% | 5% | 12.2% | 10% | 0 | 0 | 0 | 0 | 0 | 0 | 5% | 5% | 5% | 10% | 0 | 0 | 0 | 0 | 0 | 70 |  | 70
direct buried water main (DU Water Service Table March 2008) - 8" diameter |  | 0 | LF | 120 | 0 | 5% | 2% | 5% | 12.2% | 10% | 0 | 0 | 0 | 0 | 0 | 0 | 5% | 5% | 5% | 10% | 0 | 0 | 0 | 0 | 0 | 70 |  | 70
direct buried water piping - 10" diameter |  | 0 | LF |  | 0 | 5% | 2% | 5% | 12.2% | 10% | 0 | 0 | 0 | 0 | 0 | 0 | 5% | 5% | 5% | 10% | 0 | 0 | 0 | 0 | 0 | 70 |  | 70
direct buried water piping - 12" diameter |  | 0 | LF | 291 | 0 | 5% | 2% | 5% | 12.2% | 10% | 0 | 0 | 0 | 0 | 0 | 0 | 5% | 5% | 5% | 10% | 0 | 0 | 0 | 0 | 0 | 70 |  | 70
direct buried water piping - 14" diameter |  | 0 | LF |  | 0 | 5% | 2% | 5% | 12.2% | 10% | 0 | 0 | 0 | 0 | 0 | 0 | 5% | 5% | 5% | 10% | 0 | 0 | 0 | 0 | 0 | 70 |  | 70
direct buried water piping - 16" diameter |  | 0 | LF |  | 0 | 5% | 2% | 5% | 12.2% | 10% | 0 | 0 | 0 | 0 | 0 | 0 | 5% | 5% | 5% | 10% | 0 | 0 | 0 | 0 | 0 | 70 |  | 70
direct buried water piping - 18" diameter |  | 0 | LF |  | 0 | 5% | 2% | 5% | 12.2% | 10% | 0 | 0 | 0 | 0 | 0 | 0 | 5% | 5% | 5% | 10% | 0 | 0 | 0 | 0 | 0 | 70 |  | 70
direct buried water piping - 20" diameter |  | 0 | LF |  | 0 | 5% | 2% | 5% | 12.2% | 10% | 0 | 0 | 0 | 0 | 0 | 0 | 5% | 5% | 5% | 10% | 0 | 0 | 0 | 0 | 0 | 70 |  | 70
Direct Buried Sewer Piping System - includes demolition of existing pipes; installation of new pipe; installation of new support / anchor system; reconnect or replace service laterals as required.
Ductile iron piping (4" and larger), AWWA C151/A21.51, Class 53; cement lined, AWWA C104, standard; ductile iron fittings, ASTM A536; ductile iron valves; mechanical couplings for cut grooved and shouldered piping systems, AWWA C606.
Gravity:
direct buried sewer piping - 3" gravity |  | 0 | LF |  | 0 | 5% | 2% | 5% | 12.2% | 10% | 0 | 0 | 0 | 0 | 0 | 0 | 5% | 5% | 5% | 10% | 0 | 0 | 0 | 0 | 0 | 70 |  | 70
direct buried sewer main (DU Sewer Service Table March 2008) - 4" gravity |  | 0 | LF | 65 | 0 | 5% | 2% | 5% | 12.2% | 10% | 0 | 0 | 0 | 0 | 0 | 0 | 5% | 5% | 5% | 10% | 0 | 0 | 0 | 0 | 0 | 70 |  | 70
direct buried sewer main (DU Sewer Service Table March 2008) - 6" gravity |  | 0 | LF | 70 | 0 | 5% | 2% | 5% | 12.2% | 10% | 0 | 0 | 0 | 0 | 0 | 0 | 5% | 5% | 5% | 10% | 0 | 0 | 0 | 0 | 0 | 70 |  | 70
direct buried sewer piping - 8" gravity |  | 0 | LF | 254 | 0 | 5% | 2% | 5% | 12.2% | 10% | 0 | 0 | 0 | 0 | 0 | 0 | 5% | 5% | 5% | 10% | 0 | 0 | 0 | 0 | 0 | 70 |  | 70
direct buried sewer piping - 10" gravity |  | 0 | LF |  | 0 | 5% | 2% | 5% | 12.2% | 10% | 0 | 0 | 0 | 0 | 0 | 0 | 5% | 5% | 5% | 10% | 0 | 0 | 0 | 0 | 0 | 70 |  | 70
direct buried sewer piping - 12" gravity |  | 0 | LF |  | 0 | 5% | 2% | 5% | 12.2% | 10% | 0 | 0 | 0 | 0 | 0 | 0 | 5% | 5% | 5% | 10% | 0 | 0 | 0 | 0 | 0 | 70 |  | 70
direct buried sewer piping - 14" gravity |  | 0 | LF |  | 0 | 5% | 2% | 5% | 12.2% | 10% | 0 | 0 | 0 | 0 | 0 | 0 | 5% | 5% | 5% | 10% | 0 | 0 | 0 | 0 | 0 | 70 |  | 70
direct buried sewer piping - 16" gravity |  | 0 | LF |  | 0 | 5% | 2% | 5% | 12.2% | 10% | 0 | 0 | 0 | 0 | 0 | 0 | 5% | 5% | 5% | 10% | 0 | 0 | 0 | 0 | 0 | 70 |  | 70
direct buried sewer piping - 18" gravity |  | 0 | LF |  | 0 | 5% | 2% | 5% | 12.2% | 10% | 0 | 0 | 0 | 0 | 0 | 0 | 5% | 5% | 5% | 10% | 0 | 0 | 0 | 0 | 0 | 70 |  | 70
direct buried sewer piping - 20" gravity |  | 0 | LF |  | 0 | 5% | 2% | 5% | 12.2% | 10% | 0 | 0 | 0 | 0 | 0 | 0 | 5% | 5% | 5% | 10% | 0 | 0 | 0 | 0 | 0 | 70 |  | 70
direct buried sewer piping - 24" gravity |  | 0 | LF |  | 0 | 5% | 2% | 5% | 12.2% | 10% | 0 | 0 | 0 | 0 | 0 | 0 | 5% | 5% | 5% | 10% | 0 | 0 | 0 | 0 | 0 | 70 |  | 70
Force Main:
direct buried sewer main (DU Sewer Service Table March 2008) - 4" force main |  | 0 | LF | 65 | 0 | 5% | 2% | 5% | 12.2% | 10% | 0 | 0 | 0 | 0 | 0 | 0 | 5% | 5% | 5% | 10% | 0 | 0 | 0 | 0 | 0 | 70 |  | 70
direct buried sewer main (DU Sewer Service Table March 2008) - 6" force main |  | 0 | LF | 70 | 0 | 5% | 2% | 5% | 12.2% | 10% | 0 | 0 | 0 | 0 | 0 | 0 | 5% | 5% | 5% | 10% | 0 | 0 | 0 | 0 | 0 | 70 |  | 70
direct buried sewer piping - 8" force main |  | 0 | LF |  | 0 | 5% | 2% | 5% | 12.2% | 10% | 0 | 0 | 0 | 0 | 0 | 0 | 5% | 5% | 5% | 10% | 0 | 0 | 0 | 0 | 0 | 70 |  | 70
direct buried sewer piping - 10" force main |  | 0 | LF |  | 0 | 5% | 2% | 5% | 12.2% | 10% | 0 | 0 | 0 | 0 | 0 | 0 | 5% | 5% | 5% | 10% | 0 | 0 | 0 | 0 | 0 | 70 |  | 70
direct buried sewer piping - 12" force main |  | 0 | LF |  | 0 | 5% | 2% | 5% | 12.2% | 10% | 0 | 0 | 0 | 0 | 0 | 0 | 5% | 5% | 5% | 10% | 0 | 0 | 0 | 0 | 0 | 70 |  | 70
direct buried sewer piping - 14" force main |  | 0 | LF |  | 0 | 5% | 2% | 5% | 12.2% | 10% | 0 | 0 | 0 | 0 | 0 | 0 | 5% | 5% | 5% | 10% | 0 | 0 | 0 | 0 | 0 | 70 |  | 70
direct buried sewer piping - 16" force main |  | 0 | LF |  | 0 | 5% | 2% | 5% | 12.2% | 10% | 0 | 0 | 0 | 0 | 0 | 0 | 5% | 5% | 5% | 10% | 0 | 0 | 0 | 0 | 0 | 70 |  | 70
direct buried sewer piping - 18" force main |  | 0 | LF |  | 0 | 5% | 2% | 5% | 12.2% | 10% | 0 | 0 | 0 | 0 | 0 | 0 | 5% | 5% | 5% | 10% | 0 | 0 | 0 | 0 | 0 | 70 |  | 70
direct buried sewer piping - 20" force main |  | 0 | LF |  | 0 | 5% | 2% | 5% | 12.2% | 10% | 0 | 0 | 0 | 0 | 0 | 0 | 5% | 5% | 5% | 10% | 0 | 0 | 0 | 0 | 0 | 70 |  | 70
direct buried sewer piping - 24" force main |  | 0 | LF |  | 0 | 5% | 2% | 5% | 12.2% | 10% | 0 | 0 | 0 | 0 | 0 | 0 | 5% | 5% | 5% | 10% | 0 | 0 | 0 | 0 | 0 | 70 |  | 70
Other Project Specific Items
Replace condensate pump station |  | 0 | EA | 20000 | 0 | 5% | 2% | 5% | 12.2% | 10% | 0 | 0 | 0 | 0 | 0 | 0 | 5% | 5% | 5% | 10% | 0 | 0 | 0 | 0 | 0 | 35 |  | 35
Fire hydrant - new including manhole, lateral piping, tracing and insulation |  | 0 | EA | 52250 | 0 | 5% | 2% | 5% | 12.2% | 10% | 0 | 0 | 0 | 0 | 0 | 0 | 5% | 5% | 5% | 10% | 0 | 0 | 0 | 0 | 0 | 75 |  | 75
Fire hydrant - replacement including lateral piping, tracing and insulation |  | 2 | EA | 17500 | 35000 | 5% | 2% | 5% | 12.2% | 10% | 1750 | 735 | 1874.25 | 4801.8285 | 4416.1079 | 48577.1864 | 5% | 5% | 5% | 10% | 2428.8593 | 2428.8593 | 2428.8593 | 485.7719 | 56349.5362 | 25 |  | 25
Force main lift station - Bldg ? |  | 0 | EA | 120000 | 0 | 5% | 2% | 5% | 12.2% | 10% | 0 | 0 | 0 | 0 | 0 | 0 | 5% | 5% | 5% | 10% | 0 | 0 | 0 | 0 | 0 | 25 |  | 25
Water well station - Bldg ? |  | 0 | EA | 18000 | 0 | 5% | 2% | 5% | 12.2% | 10% | 0 | 0 | 0 | 0 | 0 | 0 | 5% | 5% | 5% | 10% | 0 | 0 | 0 | 0 | 0 | 25 |  | 25
Emergency repair of HDS pipe insulation including removal of existing ACM pipe insulation |  | 0 | LF | 400 | 0 | 5% | 2% | 5% | 12.2% | 10% | 0 | 0 | 0 | 0 | 0 | 0 | 5% | 5% | 5% | 10% | 0 | 0 | 0 | 0 | 0 | 25 |  | 25
Total Project Cost |  |  |  |  | 275400 | [10 empty] | 382233.0606 | [5 empty] | Total CPM & Commissioning | 19111.653 |  | 443390.3503 |  |  | 64.3525
[19 empty] | Total Pre-design, Design & Fees on Design | 22933.9836
[19 empty] | Total CPM & Commissioning | 19111.653

## FTW336A Service Lateral
Project Cost Estimating Worksheet
Fort Wainwright FTW336A | Utility Service Lateral from New Mains to Aircraft Parts Storage
Item | Year Inst | Quantity |  | Unit Cost | RCN | Contractors Mark-ups % |  |  |  |  | Contractors Mark-ups $ |  |  |  |  | RCN (Total Installed) | Engineering Services % |  |  |  | Engineering Services $'s |  |  |  | RCN Total w. Engineering) | Design Life | RYN (Repl. Year New) | RDL (Repl. Design Life) | Comments
[6 empty] | Contingency | Bonds & Insurance | General Conditions | Contractors G&A | Contractors Profit | Contingency | Bonds & Insurance | General Conditions | Contractors G&A | Contractors Profit |  | Studies & Pre-Design | Design | Services During Construction(3%) & Commissioning (2%) | Fee's on Studies & Design | Studies & Pre-Design | Design | Services During Construction | Fee's on Studies & Design |  |  | CY
FTW
Site Preparation & Access
site preparation, overburden excavation and removal, sedimentation control |  | 200 | LF | 50 | 10000 | 5% | 2% | 5% | 12.2% | 10% | 500 | 210 | 535.5 | 1371.951 | 1261.7451 | 13879.1961 | 5% | 5% | 5% | 10% | 693.9598 | 693.9598 | 693.9598 | 138.792 | 16099.8675 | 75 |  | 75
isolation tenting, ventilation, lid removal and cribbing, isolation bulkheads, repair or replacement of broken utilidor roof panels |  | 0 | LF | 25 | 0 | 5% | 2% | 5% | 12.2% | 10% | 0 | 0 | 0 | 0 | 0 | 0 | 5% | 5% | 5% | 10% | 0 | 0 | 0 | 0 | 0 | 75 |  | 75
utilidor roof panel clean-up and reinstallation; backfill; finish grading; pavement repair; turf and landscape repair. |  | 200 | LF | 75 | 15000 | 5% | 2% | 5% | 12.2% | 10% | 750 | 315 | 803.25 | 2057.9265 | 1892.6177 | 20818.7942 | 5% | 5% | 5% | 10% | 1040.9397 | 1040.9397 | 1040.9397 | 208.1879 | 24149.8012 | 75 |  | 75
Asbestos Containing Material Abatement
asbestos pipe insulation removal and disposal in POST landfill |  | 0 | LF | 175 | 0 | 5% | 2% | 5% | 12.2% | 10% | 0 | 0 | 0 | 0 | 0 | 0 | 5% | 5% | 5% | 10% | 0 | 0 | 0 | 0 | 0 | 75 |  | 75
utilidor clean up & asbestos encapsulation |  | 0 | LF | 75 | 0 | 5% | 2% | 5% | 12.2% | 10% | 0 | 0 | 0 | 0 | 0 | 0 | 5% | 5% | 5% | 10% | 0 | 0 | 0 | 0 | 0 | 75 |  | 75
Utilidor Steam Piping System - includes demolition of existing pipes and supports; installation of new pipe; installation of new supports, expansion compensation and anchor systems; new insulation; reconnect or replace service laterals as required.
Carbon steel piping, ASTM A106, seamless, standard wall; forged carbon steel fittings; forged carbon steel valves (2" and smaller); cast carbon steel valves (3" and larger); externally pressurized expansion joints; all welded piping system.
utilidor installed steam piping - 1" diameter |  | 0 | LF | 161 | 0 | 5% | 2% | 5% | 12.2% | 10% | 0 | 0 | 0 | 0 | 0 | 0 | 5% | 5% | 5% | 10% | 0 | 0 | 0 | 0 | 0 | 60 |  | 60
utilidor installed steam piping - 1½" diameter |  | 0 | LF | 175 | 0 | 5% | 2% | 5% | 12.2% | 10% | 0 | 0 | 0 | 0 | 0 | 0 | 5% | 5% | 5% | 10% | 0 | 0 | 0 | 0 | 0 | 60 |  | 60
utilidor installed steam piping - 2" diameter |  | 0 | LF | 191 | 0 | 5% | 2% | 5% | 12.2% | 10% | 0 | 0 | 0 | 0 | 0 | 0 | 5% | 5% | 5% | 10% | 0 | 0 | 0 | 0 | 0 | 60 |  | 60
utilidor installed steam piping - 3" diameter |  | 0 | LF | 233 | 0 | 5% | 2% | 5% | 12.2% | 10% | 0 | 0 | 0 | 0 | 0 | 0 | 5% | 5% | 5% | 10% | 0 | 0 | 0 | 0 | 0 | 60 |  | 60
utilidor installed steam piping - 4" diameter |  | 200 | LF | 292 | 58400 | 5% | 2% | 5% | 12.2% | 10% | 2920 | 1226.4 | 3127.32 | 8012.1938 | 7368.5914 | 81054.5052 | 5% | 5% | 5% | 10% | 4052.7253 | 4052.7253 | 4052.7253 | 810.5451 | 94023.2261 | 60 |  | 60
utilidor installed steam piping - 6" diameter |  | 0 | LF | 320 | 0 | 5% | 2% | 5% | 12.2% | 10% | 0 | 0 | 0 | 0 | 0 | 0 | 5% | 5% | 5% | 10% | 0 | 0 | 0 | 0 | 0 | 60 |  | 60
utilidor installed steam piping - 8" diameter |  | 0 | LF | 374 | 0 | 5% | 2% | 5% | 12.2% | 10% | 0 | 0 | 0 | 0 | 0 | 0 | 5% | 5% | 5% | 10% | 0 | 0 | 0 | 0 | 0 | 60 |  | 60
utilidor installed steam piping - 10" diameter |  | 0 | LF | 447 | 0 | 5% | 2% | 5% | 12.2% | 10% | 0 | 0 | 0 | 0 | 0 | 0 | 5% | 5% | 5% | 10% | 0 | 0 | 0 | 0 | 0 | 60 |  | 60
utilidor installed steam piping - 12" diameter |  | 0 | LF | 505 | 0 | 5% | 2% | 5% | 12.2% | 10% | 0 | 0 | 0 | 0 | 0 | 0 | 5% | 5% | 5% | 10% | 0 | 0 | 0 | 0 | 0 | 60 |  | 60
utilidor installed steam piping - 14" diameter |  | 0 | LF | 547 | 0 | 5% | 2% | 5% | 12.2% | 10% | 0 | 0 | 0 | 0 | 0 | 0 | 5% | 5% | 5% | 10% | 0 | 0 | 0 | 0 | 0 | 60 |  | 60
utilidor installed steam piping - 16" diameter |  | 0 | LF | 588 | 0 | 5% | 2% | 5% | 12.2% | 10% | 0 | 0 | 0 | 0 | 0 | 0 | 5% | 5% | 5% | 10% | 0 | 0 | 0 | 0 | 0 | 60 |  | 60
utilidor installed steam piping - 18" diameter |  | 0 | LF | 691 | 0 | 5% | 2% | 5% | 12.2% | 10% | 0 | 0 | 0 | 0 | 0 | 0 | 5% | 5% | 5% | 10% | 0 | 0 | 0 | 0 | 0 | 60 |  | 60
utilidor installed steam piping - 20" diameter |  | 0 | LF | 785 | 0 | 5% | 2% | 5% | 12.2% | 10% | 0 | 0 | 0 | 0 | 0 | 0 | 5% | 5% | 5% | 10% | 0 | 0 | 0 | 0 | 0 | 60 |  | 60
utilidor installed steam piping - 24" diameter |  | 0 | LF | 891 | 0 | 5% | 2% | 5% | 12.2% | 10% | 0 | 0 | 0 | 0 | 0 | 0 | 5% | 5% | 5% | 10% | 0 | 0 | 0 | 0 | 0 | 60 |  | 60
Utilidor Condensate Piping System - includes demolition of existing pipes and supports; installation of new pipe; installation of new supports, expansion compensation and anchor systems; new insulation; reconnect or replace service laterals as required.
Stainless steel piping, ASTM A312, Type 316L, schedule 10S; wrought stainless steel fittings; forged stainless steel valves (2" and smaller); cast stainless steel valves (3" and larger); externally pressurized expansion joints; all welded piping system.
utilidor installed condensate piping - ½" diameter |  | 0 | LF | 190 | 0 | 5% | 2% | 5% | 12.2% | 10% | 0 | 0 | 0 | 0 | 0 | 0 | 5% | 5% | 5% | 10% | 0 | 0 | 0 | 0 | 0 | 40 |  | 40
utilidor installed condensate piping - ¾" diameter |  | 0 | LF | 187 | 0 | 5% | 2% | 5% | 12.2% | 10% | 0 | 0 | 0 | 0 | 0 | 0 | 5% | 5% | 5% | 10% | 0 | 0 | 0 | 0 | 0 | 40 |  | 40
utilidor installed condensate piping - 1" diameter |  | 0 | LF | 198 | 0 | 5% | 2% | 5% | 12.2% | 10% | 0 | 0 | 0 | 0 | 0 | 0 | 5% | 5% | 5% | 10% | 0 | 0 | 0 | 0 | 0 | 40 |  | 40
utilidor installed condensate piping - 1½" diameter |  | 200 | LF | 205 | 41000 | 5% | 2% | 5% | 12.2% | 10% | 2050 | 861 | 2195.55 | 5624.9991 | 5173.1549 | 56904.704 | 5% | 5% | 5% | 10% | 2845.2352 | 2845.2352 | 2845.2352 | 569.047 | 66009.4567 | 40 |  | 40
utilidor installed condensate piping - 2" diameter |  | 0 | LF | 217 | 0 | 5% | 2% | 5% | 12.2% | 10% | 0 | 0 | 0 | 0 | 0 | 0 | 5% | 5% | 5% | 10% | 0 | 0 | 0 | 0 | 0 | 40 |  | 40
utilidor installed condensate piping - 3" diameter |  | 0 | LF | 230 | 0 | 5% | 2% | 5% | 12.2% | 10% | 0 | 0 | 0 | 0 | 0 | 0 | 5% | 5% | 5% | 10% | 0 | 0 | 0 | 0 | 0 | 40 |  | 40
utilidor installed condensate piping - 4" diameter |  | 0 | LF | 250 | 0 | 5% | 2% | 5% | 12.2% | 10% | 0 | 0 | 0 | 0 | 0 | 0 | 5% | 5% | 5% | 10% | 0 | 0 | 0 | 0 | 0 | 40 |  | 40
utilidor installed condensate piping - 6" diameter |  | 0 | LF | 364 | 0 | 5% | 2% | 5% | 12.2% | 10% | 0 | 0 | 0 | 0 | 0 | 0 | 5% | 5% | 5% | 10% | 0 | 0 | 0 | 0 | 0 | 40 |  | 40
utilidor installed condensate piping - 8" diameter |  | 0 | LF | 350 | 0 | 5% | 2% | 5% | 12.2% | 10% | 0 | 0 | 0 | 0 | 0 | 0 | 5% | 5% | 5% | 10% | 0 | 0 | 0 | 0 | 0 | 40 |  | 40
utilidor installed condensate piping - 10" diameter |  | 0 | LF | 401 | 0 | 5% | 2% | 5% | 12.2% | 10% | 0 | 0 | 0 | 0 | 0 | 0 | 5% | 5% | 5% | 10% | 0 | 0 | 0 | 0 | 0 | 40 |  | 40
utilidor installed condensate piping - 12" diameter |  | 0 | LF | 423 | 0 | 5% | 2% | 5% | 12.2% | 10% | 0 | 0 | 0 | 0 | 0 | 0 | 5% | 5% | 5% | 10% | 0 | 0 | 0 | 0 | 0 | 40 |  | 40
Utilidor Water Piping System - includes demolition of existing pipes and supports; installation of new pipe; installation of new support and anchor systems; new insulation and tracing; reconnect or replace service laterals as required.
Copper tubing (3" and smaller), ASTM B88, type K; cast bronze fittings, ASTM A536; cast bronze valves; mechanical couplings for roll grooved piping system.
utilidor installed water piping - 1½" diameter |  | 0 | LF | 54 | 0 | 5% | 2% | 5% | 12.2% | 10% | 0 | 0 | 0 | 0 | 0 | 0 | 5% | 5% | 5% | 10% | 0 | 0 | 0 | 0 | 0 | 70 |  | 70
utilidor installed water piping - 2" diameter |  | 0 | LF | 63 | 0 | 5% | 2% | 5% | 12.2% | 10% | 0 | 0 | 0 | 0 | 0 | 0 | 5% | 5% | 5% | 10% | 0 | 0 | 0 | 0 | 0 | 70 |  | 70
utilidor installed water piping - 2½" diameter |  | 0 | LF | 75 | 0 | 5% | 2% | 5% | 12.2% | 10% | 0 | 0 | 0 | 0 | 0 | 0 | 5% | 5% | 5% | 10% | 0 | 0 | 0 | 0 | 0 | 70 |  | 70
utilidor installed water piping - 3" diameter |  | 200 | LF | 94 | 18800 | 5% | 2% | 5% | 12.2% | 10% | 940 | 394.8 | 1006.74 | 2579.2679 | 2372.0808 | 26092.8887 | 5% | 5% | 5% | 10% | 1304.6444 | 1304.6444 | 1304.6444 | 260.9289 | 30267.7509 | 70 |  | 70
Ductile iron piping (4" and larger), AWWA C151/A21.51, Class 53; cement lined, AWWA C104, standard; ductile iron fittings, ASTM A536; ductile iron valves; mechanical couplings for cut grooved and shouldered piping systems, AWWA C606.
utilidor installed water piping - 4" diameter |  | 0 | LF | 207 | 0 | 5% | 2% | 5% | 12.2% | 10% | 0 | 0 | 0 | 0 | 0 | 0 | 5% | 5% | 5% | 10% | 0 | 0 | 0 | 0 | 0 | 70 |  | 70
utilidor installed water piping - 6" diameter |  | 0 | LF | 221 | 0 | 5% | 2% | 5% | 12.2% | 10% | 0 | 0 | 0 | 0 | 0 | 0 | 5% | 5% | 5% | 10% | 0 | 0 | 0 | 0 | 0 | 70 |  | 70
utilidor installed water piping - 8" diameter |  | 0 | LF | 254 | 0 | 5% | 2% | 5% | 12.2% | 10% | 0 | 0 | 0 | 0 | 0 | 0 | 5% | 5% | 5% | 10% | 0 | 0 | 0 | 0 | 0 | 70 |  | 70
utilidor installed water piping - 10" diameter |  | 0 | LF | 263 | 0 | 5% | 2% | 5% | 12.2% | 10% | 0 | 0 | 0 | 0 | 0 | 0 | 5% | 5% | 5% | 10% | 0 | 0 | 0 | 0 | 0 | 70 |  | 70
utilidor installed water piping - 12" diameter |  | 0 | LF | 291 | 0 | 5% | 2% | 5% | 12.2% | 10% | 0 | 0 | 0 | 0 | 0 | 0 | 5% | 5% | 5% | 10% | 0 | 0 | 0 | 0 | 0 | 70 |  | 70
utilidor installed water piping - 14" diameter |  | 0 | LF | 316 | 0 | 5% | 2% | 5% | 12.2% | 10% | 0 | 0 | 0 | 0 | 0 | 0 | 5% | 5% | 5% | 10% | 0 | 0 | 0 | 0 | 0 | 70 |  | 70
utilidor installed water piping - 16" diameter |  | 0 | LF | 345 | 0 | 5% | 2% | 5% | 12.2% | 10% | 0 | 0 | 0 | 0 | 0 | 0 | 5% | 5% | 5% | 10% | 0 | 0 | 0 | 0 | 0 | 70 |  | 70
utilidor installed water piping - 18" diameter |  | 0 | LF | 387 | 0 | 5% | 2% | 5% | 12.2% | 10% | 0 | 0 | 0 | 0 | 0 | 0 | 5% | 5% | 5% | 10% | 0 | 0 | 0 | 0 | 0 | 70 |  | 70
utilidor installed water piping - 20" diameter |  | 0 | LF | 422 | 0 | 5% | 2% | 5% | 12.2% | 10% | 0 | 0 | 0 | 0 | 0 | 0 | 5% | 5% | 5% | 10% | 0 | 0 | 0 | 0 | 0 | 70 |  | 70
Utilidor Sewer Piping System - includes demolition of existing pipes and supports; installation of new pipe; installation of new support and anchor systems; reconnect or replace service laterals as required.
Ductile iron piping (4" and larger), AWWA C151/A21.51, Class 53; cement lined, AWWA C104, standard; ductile iron fittings, ASTM A536; ductile iron valves; mechanical couplings for cut grooved and shouldered piping systems, AWWA C606.
Gravity:
utilidor installed sewer piping - 3" gravity |  | 0 | LF | 196 | 0 | 5% | 2% | 5% | 12.2% | 10% | 0 | 0 | 0 | 0 | 0 | 0 | 5% | 5% | 5% | 10% | 0 | 0 | 0 | 0 | 0 | 70 |  | 70
utilidor installed sewer piping - 4" gravity |  | 0 | LF | 207 | 0 | 5% | 2% | 5% | 12.2% | 10% | 0 | 0 | 0 | 0 | 0 | 0 | 5% | 5% | 5% | 10% | 0 | 0 | 0 | 0 | 0 | 70 |  | 70
utilidor installed sewer piping - 6" gravity |  | 200 | LF | 221 | 44200 | 5% | 2% | 5% | 12.2% | 10% | 2210 | 928.2 | 2366.91 | 6064.0234 | 5576.9133 | 61346.0468 | 5% | 5% | 5% | 10% | 3067.3023 | 3067.3023 | 3067.3023 | 613.4605 | 71161.4142 | 70 |  | 70
utilidor installed sewer piping - 8" gravity |  | 0 | LF | 254 | 0 | 5% | 2% | 5% | 12.2% | 10% | 0 | 0 | 0 | 0 | 0 | 0 | 5% | 5% | 5% | 10% | 0 | 0 | 0 | 0 | 0 | 70 |  | 70
utilidor installed sewer piping - 10" gravity |  | 0 | LF | 263 | 0 | 5% | 2% | 5% | 12.2% | 10% | 0 | 0 | 0 | 0 | 0 | 0 | 5% | 5% | 5% | 10% | 0 | 0 | 0 | 0 | 0 | 70 |  | 70
utilidor installed sewer piping - 12" gravity |  | 0 | LF | 291 | 0 | 5% | 2% | 5% | 12.2% | 10% | 0 | 0 | 0 | 0 | 0 | 0 | 5% | 5% | 5% | 10% | 0 | 0 | 0 | 0 | 0 | 70 |  | 70
utilidor installed sewer piping - 14" gravity |  | 0 | LF | 316 | 0 | 5% | 2% | 5% | 12.2% | 10% | 0 | 0 | 0 | 0 | 0 | 0 | 5% | 5% | 5% | 10% | 0 | 0 | 0 | 0 | 0 | 70 |  | 70
utilidor installed sewer piping - 16" gravity |  | 0 | LF | 345 | 0 | 5% | 2% | 5% | 12.2% | 10% | 0 | 0 | 0 | 0 | 0 | 0 | 5% | 5% | 5% | 10% | 0 | 0 | 0 | 0 | 0 | 70 |  | 70
utilidor installed sewer piping - 18" gravity |  | 0 | LF | 387 | 0 | 5% | 2% | 5% | 12.2% | 10% | 0 | 0 | 0 | 0 | 0 | 0 | 5% | 5% | 5% | 10% | 0 | 0 | 0 | 0 | 0 | 70 |  | 70
utilidor installed sewer piping - 20" gravity |  | 0 | LF | 422 | 0 | 5% | 2% | 5% | 12.2% | 10% | 0 | 0 | 0 | 0 | 0 | 0 | 5% | 5% | 5% | 10% | 0 | 0 | 0 | 0 | 0 | 70 |  | 70
utilidor installed sewer piping - 24" gravity |  | 0 | LF | 476 | 0 | 5% | 2% | 5% | 12.2% | 10% | 0 | 0 | 0 | 0 | 0 | 0 | 5% | 5% | 5% | 10% | 0 | 0 | 0 | 0 | 0 | 70 |  | 70
Force Main:
utilidor installed force main - 4" diameter |  | 0 | LF | 207 | 0 | 5% | 2% | 5% | 12.2% | 10% | 0 | 0 | 0 | 0 | 0 | 0 | 5% | 5% | 5% | 10% | 0 | 0 | 0 | 0 | 0 | 70 |  | 70
utilidor installed force main - 6" diameter |  | 0 | LF | 221 | 0 | 5% | 2% | 5% | 12.2% | 10% | 0 | 0 | 0 | 0 | 0 | 0 | 5% | 5% | 5% | 10% | 0 | 0 | 0 | 0 | 0 | 70 |  | 70
utilidor installed force main - 8" diameter |  | 0 | LF | 254 | 0 | 5% | 2% | 5% | 12.2% | 10% | 0 | 0 | 0 | 0 | 0 | 0 | 5% | 5% | 5% | 10% | 0 | 0 | 0 | 0 | 0 | 70 |  | 70
utilidor installed force main - 10" diameter |  | 0 | LF | 263 | 0 | 5% | 2% | 5% | 12.2% | 10% | 0 | 0 | 0 | 0 | 0 | 0 | 5% | 5% | 5% | 10% | 0 | 0 | 0 | 0 | 0 | 70 |  | 70
utilidor installed force main - 12" diameter |  | 0 | LF | 291 | 0 | 5% | 2% | 5% | 12.2% | 10% | 0 | 0 | 0 | 0 | 0 | 0 | 5% | 5% | 5% | 10% | 0 | 0 | 0 | 0 | 0 | 70 |  | 70
utilidor installed force main - 14" diameter |  | 0 | LF | 316 | 0 | 5% | 2% | 5% | 12.2% | 10% | 0 | 0 | 0 | 0 | 0 | 0 | 5% | 5% | 5% | 10% | 0 | 0 | 0 | 0 | 0 | 70 |  | 70
utilidor installed force main - 16" diameter |  | 0 | LF | 345 | 0 | 5% | 2% | 5% | 12.2% | 10% | 0 | 0 | 0 | 0 | 0 | 0 | 5% | 5% | 5% | 10% | 0 | 0 | 0 | 0 | 0 | 70 |  | 70
utilidor installed force main - 18" diameter |  | 0 | LF | 387 | 0 | 5% | 2% | 5% | 12.2% | 10% | 0 | 0 | 0 | 0 | 0 | 0 | 5% | 5% | 5% | 10% | 0 | 0 | 0 | 0 | 0 | 70 |  | 70
utilidor installed force main - 20" diameter |  | 0 | LF | 422 | 0 | 5% | 2% | 5% | 12.2% | 10% | 0 | 0 | 0 | 0 | 0 | 0 | 5% | 5% | 5% | 10% | 0 | 0 | 0 | 0 | 0 | 70 |  | 70
utilidor installed force main - 24" diameter |  | 0 | LF | 476 | 0 | 5% | 2% | 5% | 12.2% | 10% | 0 | 0 | 0 | 0 | 0 | 0 | 5% | 5% | 5% | 10% | 0 | 0 | 0 | 0 | 0 | 70 |  | 70
Utilidor Rehabilitation and Repair
Repair and recondition utilidor walls, floor and removable roof panels; repair/replace utilidor insulation and waterproofing system. |  | 0 | LF | 125 | 0 | 5% | 2% | 5% | 12.2% | 10% | 0 | 0 | 0 | 0 | 0 | 0 | 5% | 5% | 5% | 10% | 0 | 0 | 0 | 0 | 0 | 75 |  | 75
Raise elevation of manhole lid where required to eliminate seasonal flooding of utilidor system. |  | 0 | EA | 1750 | 0 | 5% | 2% | 5% | 12.2% | 10% | 0 | 0 | 0 | 0 | 0 | 0 | 5% | 5% | 5% | 10% | 0 | 0 | 0 | 0 | 0 | 75 |  | 75
Repair/replace utilidor ventilation system in manhole lid (where required). |  | 0 | EA | 2200 | 0 | 5% | 2% | 5% | 12.2% | 10% | 0 | 0 | 0 | 0 | 0 | 0 | 5% | 5% | 5% | 10% | 0 | 0 | 0 | 0 | 0 | 75 |  | 75
Replace manhole convenience power and lighting system (where required). |  | 0 | EA | 1800 | 0 | 5% | 2% | 5% | 12.2% | 10% | 0 | 0 | 0 | 0 | 0 | 0 | 5% | 5% | 5% | 10% | 0 | 0 | 0 | 0 | 0 | 25 |  | 25
Replace utilidor drainage system , sump pumps (where required) |  | 0 | EA | 2600 | 0 | 5% | 2% | 5% | 12.2% | 10% | 0 | 0 | 0 | 0 | 0 | 0 | 5% | 5% | 5% | 10% | 0 | 0 | 0 | 0 | 0 | 25 |  | 25
Replace existing access hatches with new secure (lockable) hatches. |  | 0 | EA | 3065 | 0 | 5% | 2% | 5% | 12.2% | 10% | 0 | 0 | 0 | 0 | 0 | 0 | 5% | 5% | 5% | 10% | 0 | 0 | 0 | 0 | 0 | 75 |  | 75
Utilidor Replacement - Includes removal and recycling of existing concrete utilidor elements. Replacement also includes mastic damp proofing, board insulation, access hatches, vents, lighting, and sumps with submersible pumps.
8 foot long precast concrete U-sections with precast concrete lids; ACI 317, 5000 psi concrete,
Precast concrete sections - 84" by 108" |  | 0 | LF |  | 0 | 5% | 2% | 5% | 12.2% | 10% | 0 | 0 | 0 | 0 | 0 | 0 | 5% | 5% | 5% | 10% | 0 | 0 | 0 | 0 | 0 | 75 |  | 75
Precast concrete sections - 84" by 84" |  | 0 | LF | 920 | 0 | 5% | 2% | 5% | 12.2% | 10% | 0 | 0 | 0 | 0 | 0 | 0 | 5% | 5% | 5% | 10% | 0 | 0 | 0 | 0 | 0 | 75 |  | 75
Precast concrete sections - 84" by 60" |  | 0 | LF | 789 | 0 | 5% | 2% | 5% | 12.2% | 10% | 0 | 0 | 0 | 0 | 0 | 0 | 5% | 5% | 5% | 10% | 0 | 0 | 0 | 0 | 0 | 75 |  | 75
Precast concrete sections - 84" by 48" |  | 0 | LF | 723 | 0 | 5% | 2% | 5% | 12.2% | 10% | 0 | 0 | 0 | 0 | 0 | 0 | 5% | 5% | 5% | 10% | 0 | 0 | 0 | 0 | 0 | 75 |  | 75
Precast concrete sections - 78" by 78" |  | 0 | LF | 862 | 0 | 5% | 2% | 5% | 12.2% | 10% | 0 | 0 | 0 | 0 | 0 | 0 | 5% | 5% | 5% | 10% | 0 | 0 | 0 | 0 | 0 | 75 |  | 75
Precast concrete sections - 72" by 84" |  | 0 | LF |  | 0 | 5% | 2% | 5% | 12.2% | 10% | 0 | 0 | 0 | 0 | 0 | 0 | 5% | 5% | 5% | 10% | 0 | 0 | 0 | 0 | 0 | 75 |  | 75
Precast concrete sections - 72" by 72" |  | 0 | LF | 804 | 0 | 5% | 2% | 5% | 12.2% | 10% | 0 | 0 | 0 | 0 | 0 | 0 | 5% | 5% | 5% | 10% | 0 | 0 | 0 | 0 | 0 | 75 |  | 75
Precast concrete sections - 72" by 60" |  | 0 | LF | 738 | 0 | 5% | 2% | 5% | 12.2% | 10% | 0 | 0 | 0 | 0 | 0 | 0 | 5% | 5% | 5% | 10% | 0 | 0 | 0 | 0 | 0 | 75 |  | 75
Precast concrete sections - 72" by 36" |  | 0 | LF | 607 | 0 | 5% | 2% | 5% | 12.2% | 10% | 0 | 0 | 0 | 0 | 0 | 0 | 5% | 5% | 5% | 10% | 0 | 0 | 0 | 0 | 0 | 75 |  | 75
Precast concrete sections - 60" by 72" |  | 0 | LF | 754 | 0 | [5 empty] | 0 | 0 | 0 | 0 | 0 | 0 |  |  |  |  | 0 | 0 | 0 | 0 | 0
Precast concrete sections - 60" by 60" |  | 0 | LF | 688 | 0 | 5% | 2% | 5% | 12.2% | 10% | 0 | 0 | 0 | 0 | 0 | 0 | 5% | 5% | 5% | 10% | 0 | 0 | 0 | 0 | 0 | 75 |  | 75
Precast concrete sections - 60" by 48" |  | 0 | LF | 623 | 0 | 5% | 2% | 5% | 12.2% | 10% | 0 | 0 | 0 | 0 | 0 | 0 | 5% | 5% | 5% | 10% | 0 | 0 | 0 | 0 | 0 | 75 |  | 75
Precast concrete sections - 60" by 30" |  | 0 | LF | 524 | 0 | 5% | 2% | 5% | 12.2% | 10% | 0 | 0 | 0 | 0 | 0 | 0 | 5% | 5% | 5% | 10% | 0 | 0 | 0 | 0 | 0 | 75 |  | 75
Precast concrete sections - 54" by 60" |  | 0 | LF | 663 | 0 | 5% | 2% | 5% | 12.2% | 10% | 0 | 0 | 0 | 0 | 0 | 0 | 5% | 5% | 5% | 10% | 0 | 0 | 0 | 0 | 0 | 75 |  | 75
Precast concrete sections - 54" by 54" |  | 0 | LF | 630 | 0 | 5% | 2% | 5% | 12.2% | 10% | 0 | 0 | 0 | 0 | 0 | 0 | 5% | 5% | 5% | 10% | 0 | 0 | 0 | 0 | 0 | 75 |  | 75
Precast concrete sections - 48" by 60" |  | 0 | LF |  | 0 | 5% | 2% | 5% | 12.2% | 10% | 0 | 0 | 0 | 0 | 0 | 0 | 5% | 5% | 5% | 10% | 0 | 0 | 0 | 0 | 0 | 75 |  | 75
Precast concrete sections - 48" by 48" |  | 0 | LF | 572 | 0 | 5% | 2% | 5% | 12.2% | 10% | 0 | 0 | 0 | 0 | 0 | 0 | 5% | 5% | 5% | 10% | 0 | 0 | 0 | 0 | 0 | 75 |  | 75
Precast concrete sections - 42" by 42" |  | 0 | LF |  | 0 | 5% | 2% | 5% | 12.2% | 10% | 0 | 0 | 0 | 0 | 0 | 0 | 5% | 5% | 5% | 10% | 0 | 0 | 0 | 0 | 0 | 75 |  | 75
Precast concrete sections - 36" by 42" |  | 0 | LF |  | 0 | 5% | 2% | 5% | 12.2% | 10% | 0 | 0 | 0 | 0 | 0 | 0 | 5% | 5% | 5% | 10% | 0 | 0 | 0 | 0 | 0 | 75 |  | 75
Precast concrete sections - 36" by 36" |  | 0 | LF |  | 0 | 5% | 2% | 5% | 12.2% | 10% | 0 | 0 | 0 | 0 | 0 | 0 | 5% | 5% | 5% | 10% | 0 | 0 | 0 | 0 | 0 | 75 |  | 75
Precast concrete sections - 36" by 30" |  | 0 | LF |  | 0 | 5% | 2% | 5% | 12.2% | 10% | 0 | 0 | 0 | 0 | 0 | 0 | 5% | 5% | 5% | 10% | 0 | 0 | 0 | 0 | 0 | 75 |  | 75
Precast concrete sections - 30" by 36" |  | 0 | LF |  | 0 | 5% | 2% | 5% | 12.2% | 10% | 0 | 0 | 0 | 0 | 0 | 0 | 5% | 5% | 5% | 10% | 0 | 0 | 0 | 0 | 0 | 75 |  | 75
Precast concrete sections - 30" by 30" |  | 0 | LF |  | 0 | 5% | 2% | 5% | 12.2% | 10% | 0 | 0 | 0 | 0 | 0 | 0 | 5% | 5% | 5% | 10% | 0 | 0 | 0 | 0 | 0 | 75 |  | 75
Precast concrete sections - 30" by 24" |  | 0 | LF |  | 0 | 5% | 2% | 5% | 12.2% | 10% | 0 | 0 | 0 | 0 | 0 | 0 | 5% | 5% | 5% | 10% | 0 | 0 | 0 | 0 | 0 | 75 |  | 75
Precast concrete sections - 24" by 48" |  | 0 | LF |  | 0 | 5% | 2% | 5% | 12.2% | 10% | 0 | 0 | 0 | 0 | 0 | 0 | 5% | 5% | 5% | 10% | 0 | 0 | 0 | 0 | 0 | 75 |  | 75
Precast concrete sections - 24" by 30" |  | 0 | LF |  | 0 | 5% | 2% | 5% | 12.2% | 10% | 0 | 0 | 0 | 0 | 0 | 0 | 5% | 5% | 5% | 10% | 0 | 0 | 0 | 0 | 0 | 75 |  | 75
Precast concrete sections - 24" by 24" |  | 200 | LF | 265 | 53000 | 5% | 2% | 5% | 12.2% | 10% | 2650 | 1113 | 2838.15 | 7271.3403 | 6687.249 | 73559.7393 | 5% | 5% | 5% | 10% | 3677.987 | 3677.987 | 3677.987 | 735.5974 | 85329.2976 | 75 |  | 75
Precast concrete sections - 18" by 30" |  | 0 | LF |  | 0 | 5% | 2% | 5% | 12.2% | 10% | 0 | 0 | 0 | 0 | 0 | 0 | 5% | 5% | 5% | 10% | 0 | 0 | 0 | 0 | 0 | 75 |  | 75
Precast concrete sections - 18" by 24" |  | 0 | LF |  | 0 | 5% | 2% | 5% | 12.2% | 10% | 0 | 0 | 0 | 0 | 0 | 0 | 5% | 5% | 5% | 10% | 0 | 0 | 0 | 0 | 0 | 75 |  | 75
Direct Buried Heat Distribution Piping System - includes demolition of existing pipes; installation of new pipe; installation of new support / anchor system; reconnect or replace service laterals as required.
Class A conduit system, drainable, dryable, pressure testable. Standard weight steel pipe for steam; schedule 10S for condensate; foamglas insulation on carrier pipe; FRP coating as protection on conduit.
Direct Buried HDS Main (DU Steam Heat Service Table March 2008) - 2" Steam & 1" Condensate |  | 0 | LF | 200 | 0 | 5% | 2% | 5% | 12.2% | 10% | 0 | 0 | 0 | 0 | 0 | 0 | 5% | 5% | 5% | 10% | 0 | 0 | 0 | 0 | 0 | 30 |  | 30
Direct Buried HDS Main (DU Steam Heat Service Table March 2008) - 4" Steam & 1" Condensate |  | 0 | LF | 280 | 0 | 5% | 2% | 5% | 12.2% | 10% | 0 | 0 | 0 | 0 | 0 | 0 | 5% | 5% | 5% | 10% | 0 | 0 | 0 | 0 | 0 | 30 |  | 30
Direct Buried HDS Main (DU Steam Heat Service Table March 2008) - 6" Steam & 2" Condensate |  | 0 | LF | 370 | 0 | 5% | 2% | 5% | 12.2% | 10% | 0 | 0 | 0 | 0 | 0 | 0 | 5% | 5% | 5% | 10% | 0 | 0 | 0 | 0 | 0 | 30 |  | 30
Direct Buried HDS Main (DU Steam Heat Service Table March 2008) - 8" Steam & 4" Condensate |  | 0 | LF | 450 | 0 | 5% | 2% | 5% | 12.2% | 10% | 0 | 0 | 0 | 0 | 0 | 0 | 5% | 5% | 5% | 10% | 0 | 0 | 0 | 0 | 0 | 30 |  | 30
Direct Buried HDS Main - 12" Steam & 6" Condensate |  | 0 | LF | 869 | 0 | 5% | 2% | 5% | 12.2% | 10% | 0 | 0 | 0 | 0 | 0 | 0 | 5% | 5% | 5% | 10% | 0 | 0 | 0 | 0 | 0 | 30 |  | 30
Direct Buried Domestic Water Piping System - includes demolition of existing pipes; installation of new pipe; installation of new support / anchor system; reconnect or replace service laterals as required.
Ductile iron piping (4" and larger), AWWA C151/A21.51, Class 53; cement lined, AWWA C104, standard; ductile iron fittings, ASTM A536; ductile iron valves; mechanical couplings for cut grooved and shouldered piping systems, AWWA C606.
direct buried water main (DU Water Service Table March 2008) - 4" diameter |  | 0 | LF | 75 | 0 | 5% | 2% | 5% | 12.2% | 10% | 0 | 0 | 0 | 0 | 0 | 0 | 5% | 5% | 5% | 10% | 0 | 0 | 0 | 0 | 0 | 70 |  | 70
direct buried water main (DU Water Service Table March 2008) - 6" diameter |  | 0 | LF | 110 | 0 | 5% | 2% | 5% | 12.2% | 10% | 0 | 0 | 0 | 0 | 0 | 0 | 5% | 5% | 5% | 10% | 0 | 0 | 0 | 0 | 0 | 70 |  | 70
direct buried water main (DU Water Service Table March 2008) - 8" diameter |  | 0 | LF | 120 | 0 | 5% | 2% | 5% | 12.2% | 10% | 0 | 0 | 0 | 0 | 0 | 0 | 5% | 5% | 5% | 10% | 0 | 0 | 0 | 0 | 0 | 70 |  | 70
direct buried water piping - 10" diameter |  | 0 | LF |  | 0 | 5% | 2% | 5% | 12.2% | 10% | 0 | 0 | 0 | 0 | 0 | 0 | 5% | 5% | 5% | 10% | 0 | 0 | 0 | 0 | 0 | 70 |  | 70
direct buried water piping - 12" diameter |  | 0 | LF | 291 | 0 | 5% | 2% | 5% | 12.2% | 10% | 0 | 0 | 0 | 0 | 0 | 0 | 5% | 5% | 5% | 10% | 0 | 0 | 0 | 0 | 0 | 70 |  | 70
direct buried water piping - 14" diameter |  | 0 | LF |  | 0 | 5% | 2% | 5% | 12.2% | 10% | 0 | 0 | 0 | 0 | 0 | 0 | 5% | 5% | 5% | 10% | 0 | 0 | 0 | 0 | 0 | 70 |  | 70
direct buried water piping - 16" diameter |  | 0 | LF |  | 0 | 5% | 2% | 5% | 12.2% | 10% | 0 | 0 | 0 | 0 | 0 | 0 | 5% | 5% | 5% | 10% | 0 | 0 | 0 | 0 | 0 | 70 |  | 70
direct buried water piping - 18" diameter |  | 0 | LF |  | 0 | 5% | 2% | 5% | 12.2% | 10% | 0 | 0 | 0 | 0 | 0 | 0 | 5% | 5% | 5% | 10% | 0 | 0 | 0 | 0 | 0 | 70 |  | 70
direct buried water piping - 20" diameter |  | 0 | LF |  | 0 | 5% | 2% | 5% | 12.2% | 10% | 0 | 0 | 0 | 0 | 0 | 0 | 5% | 5% | 5% | 10% | 0 | 0 | 0 | 0 | 0 | 70 |  | 70
Direct Buried Sewer Piping System - includes demolition of existing pipes; installation of new pipe; installation of new support / anchor system; reconnect or replace service laterals as required.
Ductile iron piping (4" and larger), AWWA C151/A21.51, Class 53; cement lined, AWWA C104, standard; ductile iron fittings, ASTM A536; ductile iron valves; mechanical couplings for cut grooved and shouldered piping systems, AWWA C606.
Gravity:
direct buried sewer piping - 3" gravity |  | 0 | LF |  | 0 | 5% | 2% | 5% | 12.2% | 10% | 0 | 0 | 0 | 0 | 0 | 0 | 5% | 5% | 5% | 10% | 0 | 0 | 0 | 0 | 0 | 70 |  | 70
direct buried sewer main (DU Sewer Service Table March 2008) - 4" gravity |  | 0 | LF | 65 | 0 | 5% | 2% | 5% | 12.2% | 10% | 0 | 0 | 0 | 0 | 0 | 0 | 5% | 5% | 5% | 10% | 0 | 0 | 0 | 0 | 0 | 70 |  | 70
direct buried sewer main (DU Sewer Service Table March 2008) - 6" gravity |  | 0 | LF | 70 | 0 | 5% | 2% | 5% | 12.2% | 10% | 0 | 0 | 0 | 0 | 0 | 0 | 5% | 5% | 5% | 10% | 0 | 0 | 0 | 0 | 0 | 70 |  | 70
direct buried sewer piping - 8" gravity |  | 0 | LF | 254 | 0 | 5% | 2% | 5% | 12.2% | 10% | 0 | 0 | 0 | 0 | 0 | 0 | 5% | 5% | 5% | 10% | 0 | 0 | 0 | 0 | 0 | 70 |  | 70
direct buried sewer piping - 10" gravity |  | 0 | LF |  | 0 | 5% | 2% | 5% | 12.2% | 10% | 0 | 0 | 0 | 0 | 0 | 0 | 5% | 5% | 5% | 10% | 0 | 0 | 0 | 0 | 0 | 70 |  | 70
direct buried sewer piping - 12" gravity |  | 0 | LF |  | 0 | 5% | 2% | 5% | 12.2% | 10% | 0 | 0 | 0 | 0 | 0 | 0 | 5% | 5% | 5% | 10% | 0 | 0 | 0 | 0 | 0 | 70 |  | 70
direct buried sewer piping - 14" gravity |  | 0 | LF |  | 0 | 5% | 2% | 5% | 12.2% | 10% | 0 | 0 | 0 | 0 | 0 | 0 | 5% | 5% | 5% | 10% | 0 | 0 | 0 | 0 | 0 | 70 |  | 70
direct buried sewer piping - 16" gravity |  | 0 | LF |  | 0 | 5% | 2% | 5% | 12.2% | 10% | 0 | 0 | 0 | 0 | 0 | 0 | 5% | 5% | 5% | 10% | 0 | 0 | 0 | 0 | 0 | 70 |  | 70
direct buried sewer piping - 18" gravity |  | 0 | LF |  | 0 | 5% | 2% | 5% | 12.2% | 10% | 0 | 0 | 0 | 0 | 0 | 0 | 5% | 5% | 5% | 10% | 0 | 0 | 0 | 0 | 0 | 70 |  | 70
direct buried sewer piping - 20" gravity |  | 0 | LF |  | 0 | 5% | 2% | 5% | 12.2% | 10% | 0 | 0 | 0 | 0 | 0 | 0 | 5% | 5% | 5% | 10% | 0 | 0 | 0 | 0 | 0 | 70 |  | 70
direct buried sewer piping - 24" gravity |  | 0 | LF |  | 0 | 5% | 2% | 5% | 12.2% | 10% | 0 | 0 | 0 | 0 | 0 | 0 | 5% | 5% | 5% | 10% | 0 | 0 | 0 | 0 | 0 | 70 |  | 70
Force Main:
direct buried sewer main (DU Sewer Service Table March 2008) - 4" force main |  | 0 | LF | 65 | 0 | 5% | 2% | 5% | 12.2% | 10% | 0 | 0 | 0 | 0 | 0 | 0 | 5% | 5% | 5% | 10% | 0 | 0 | 0 | 0 | 0 | 70 |  | 70
direct buried sewer main (DU Sewer Service Table March 2008) - 6" force main |  | 0 | LF | 70 | 0 | 5% | 2% | 5% | 12.2% | 10% | 0 | 0 | 0 | 0 | 0 | 0 | 5% | 5% | 5% | 10% | 0 | 0 | 0 | 0 | 0 | 70 |  | 70
direct buried sewer piping - 8" force main |  | 0 | LF |  | 0 | 5% | 2% | 5% | 12.2% | 10% | 0 | 0 | 0 | 0 | 0 | 0 | 5% | 5% | 5% | 10% | 0 | 0 | 0 | 0 | 0 | 70 |  | 70
direct buried sewer piping - 10" force main |  | 0 | LF |  | 0 | 5% | 2% | 5% | 12.2% | 10% | 0 | 0 | 0 | 0 | 0 | 0 | 5% | 5% | 5% | 10% | 0 | 0 | 0 | 0 | 0 | 70 |  | 70
direct buried sewer piping - 12" force main |  | 0 | LF |  | 0 | 5% | 2% | 5% | 12.2% | 10% | 0 | 0 | 0 | 0 | 0 | 0 | 5% | 5% | 5% | 10% | 0 | 0 | 0 | 0 | 0 | 70 |  | 70
direct buried sewer piping - 14" force main |  | 0 | LF |  | 0 | 5% | 2% | 5% | 12.2% | 10% | 0 | 0 | 0 | 0 | 0 | 0 | 5% | 5% | 5% | 10% | 0 | 0 | 0 | 0 | 0 | 70 |  | 70
direct buried sewer piping - 16" force main |  | 0 | LF |  | 0 | 5% | 2% | 5% | 12.2% | 10% | 0 | 0 | 0 | 0 | 0 | 0 | 5% | 5% | 5% | 10% | 0 | 0 | 0 | 0 | 0 | 70 |  | 70
direct buried sewer piping - 18" force main |  | 0 | LF |  | 0 | 5% | 2% | 5% | 12.2% | 10% | 0 | 0 | 0 | 0 | 0 | 0 | 5% | 5% | 5% | 10% | 0 | 0 | 0 | 0 | 0 | 70 |  | 70
direct buried sewer piping - 20" force main |  | 0 | LF |  | 0 | 5% | 2% | 5% | 12.2% | 10% | 0 | 0 | 0 | 0 | 0 | 0 | 5% | 5% | 5% | 10% | 0 | 0 | 0 | 0 | 0 | 70 |  | 70
direct buried sewer piping - 24" force main |  | 0 | LF |  | 0 | 5% | 2% | 5% | 12.2% | 10% | 0 | 0 | 0 | 0 | 0 | 0 | 5% | 5% | 5% | 10% | 0 | 0 | 0 | 0 | 0 | 70 |  | 70
Other Project Specific Items
Replace condensate pump station |  | 0 | EA | 20000 | 0 | 5% | 2% | 5% | 12.2% | 10% | 0 | 0 | 0 | 0 | 0 | 0 | 5% | 5% | 5% | 10% | 0 | 0 | 0 | 0 | 0 | 35 |  | 35
Fire hydrant - new including manhole, lateral piping, tracing and insulation |  | 0 | EA | 52250 | 0 | 5% | 2% | 5% | 12.2% | 10% | 0 | 0 | 0 | 0 | 0 | 0 | 5% | 5% | 5% | 10% | 0 | 0 | 0 | 0 | 0 | 75 |  | 75
Fire hydrant - replacement including lateral piping, tracing and insulation |  | 2 | EA | 17500 | 35000 | 5% | 2% | 5% | 12.2% | 10% | 1750 | 735 | 1874.25 | 4801.8285 | 4416.1079 | 48577.1864 | 5% | 5% | 5% | 10% | 2428.8593 | 2428.8593 | 2428.8593 | 485.7719 | 56349.5362 | 25 |  | 25
Force main lift station - Bldg ? |  | 0 | EA | 120000 | 0 | 5% | 2% | 5% | 12.2% | 10% | 0 | 0 | 0 | 0 | 0 | 0 | 5% | 5% | 5% | 10% | 0 | 0 | 0 | 0 | 0 | 25 |  | 25
Water well station - Bldg ? |  | 0 | EA | 18000 | 0 | 5% | 2% | 5% | 12.2% | 10% | 0 | 0 | 0 | 0 | 0 | 0 | 5% | 5% | 5% | 10% | 0 | 0 | 0 | 0 | 0 | 25 |  | 25
Emergency repair of HDS pipe insulation including removal of existing ACM pipe insulation |  | 0 | LF | 400 | 0 | 5% | 2% | 5% | 12.2% | 10% | 0 | 0 | 0 | 0 | 0 | 0 | 5% | 5% | 5% | 10% | 0 | 0 | 0 | 0 | 0 | 25 |  | 25
Total Project Cost |  |  |  |  | 275400 | [10 empty] | 382233.0606 | [5 empty] | Total CPM & Commissioning | 19111.653 |  | 443390.3503 |  |  | 64.3525
[19 empty] | Total Pre-design, Design & Fees on Design | 22933.9836
[19 empty] | Total CPM & Commissioning | 19111.653

## FTW336 Utility Extension
Project Cost Estimating Worksheet
Fort Wainwright FTW336 | Utility Extension for Aviation
Item | Year Inst | Quantity |  | Unit Cost | RCN | Contractors Mark-ups % |  |  |  |  | Contractors Mark-ups $ |  |  |  |  | RCN (Total Installed) | Engineering Services % |  |  |  | Engineering Services $'s |  |  |  | RCN Total w. Engineering) | Design Life | RYN (Repl. Year New) | RDL (Repl. Design Life) | Comments
[6 empty] | Contingency | Bonds & Insurance | General Conditions | Contractors G&A | Contractors Profit | Contingency | Bonds & Insurance | General Conditions | Contractors G&A | Contractors Profit |  | Studies & Pre-Design | Design | Services During Construction(3%) & Commissioning (2%) | Fee's on Studies & Design | Studies & Pre-Design | Design | Services During Construction | Fee's on Studies & Design |  |  | CY
FTW
Site Preparation & Access
site preparation, overburden excavation and removal, sedimentation control |  | 2150 | LF | 50 | 107500 | 5% | 2% | 5% | 12.2% | 10% | 5375 | 2257.5 | 5756.625 | 14748.4732 | 13563.7598 | 149201.3581 | 5% | 5% | 5% | 10% | 7460.0679 | 7460.0679 | 7460.0679 | 1492.0136 | 173073.5754 | 75 |  | 75
isolation tenting, ventilation, lid removal and cribbing, isolation bulkheads, repair or replacement of broken utilidor roof panels |  | 0 | LF | 25 | 0 | 5% | 2% | 5% | 12.2% | 10% | 0 | 0 | 0 | 0 | 0 | 0 | 5% | 5% | 5% | 10% | 0 | 0 | 0 | 0 | 0 | 75 |  | 75
utilidor roof panel clean-up and reinstallation; backfill; finish grading; pavement repair; turf and landscape repair. |  | 2150 | LF | 75 | 161250 | 5% | 2% | 5% | 12.2% | 10% | 8062.5 | 3386.25 | 8634.9375 | 22122.7099 | 20345.6397 | 223802.0371 | 5% | 5% | 5% | 10% | 11190.1019 | 11190.1019 | 11190.1019 | 2238.0204 | 259610.3631 | 75 |  | 75
Asbestos Containing Material Abatement
asbestos pipe insulation removal and disposal in POST landfill |  | 0 | LF | 175 | 0 | 5% | 2% | 5% | 12.2% | 10% | 0 | 0 | 0 | 0 | 0 | 0 | 5% | 5% | 5% | 10% | 0 | 0 | 0 | 0 | 0 | 75 |  | 75
utilidor clean up & asbestos encapsulation |  | 0 | LF | 75 | 0 | 5% | 2% | 5% | 12.2% | 10% | 0 | 0 | 0 | 0 | 0 | 0 | 5% | 5% | 5% | 10% | 0 | 0 | 0 | 0 | 0 | 75 |  | 75
Utilidor Steam Piping System - includes demolition of existing pipes and supports; installation of new pipe; installation of new supports, expansion compensation and anchor systems; new insulation; reconnect or replace service laterals as required.
Carbon steel piping, ASTM A106, seamless, standard wall; forged carbon steel fittings; forged carbon steel valves (2" and smaller); cast carbon steel valves (3" and larger); externally pressurized expansion joints; all welded piping system.
utilidor installed steam piping - 1" diameter |  | 0 | LF | 161 | 0 | 5% | 2% | 5% | 12.2% | 10% | 0 | 0 | 0 | 0 | 0 | 0 | 5% | 5% | 5% | 10% | 0 | 0 | 0 | 0 | 0 | 60 |  | 60
utilidor installed steam piping - 1½" diameter |  | 0 | LF | 175 | 0 | 5% | 2% | 5% | 12.2% | 10% | 0 | 0 | 0 | 0 | 0 | 0 | 5% | 5% | 5% | 10% | 0 | 0 | 0 | 0 | 0 | 60 |  | 60
utilidor installed steam piping - 2" diameter |  | 0 | LF | 191 | 0 | 5% | 2% | 5% | 12.2% | 10% | 0 | 0 | 0 | 0 | 0 | 0 | 5% | 5% | 5% | 10% | 0 | 0 | 0 | 0 | 0 | 60 |  | 60
utilidor installed steam piping - 3" diameter |  | 0 | LF | 233 | 0 | 5% | 2% | 5% | 12.2% | 10% | 0 | 0 | 0 | 0 | 0 | 0 | 5% | 5% | 5% | 10% | 0 | 0 | 0 | 0 | 0 | 60 |  | 60
utilidor installed steam piping - 4" diameter |  | 0 | LF | 292 | 0 | 5% | 2% | 5% | 12.2% | 10% | 0 | 0 | 0 | 0 | 0 | 0 | 5% | 5% | 5% | 10% | 0 | 0 | 0 | 0 | 0 | 60 |  | 60
utilidor installed steam piping - 6" diameter |  | 0 | LF | 320 | 0 | 5% | 2% | 5% | 12.2% | 10% | 0 | 0 | 0 | 0 | 0 | 0 | 5% | 5% | 5% | 10% | 0 | 0 | 0 | 0 | 0 | 60 |  | 60
utilidor installed steam piping - 8" diameter |  | 0 | LF | 374 | 0 | 5% | 2% | 5% | 12.2% | 10% | 0 | 0 | 0 | 0 | 0 | 0 | 5% | 5% | 5% | 10% | 0 | 0 | 0 | 0 | 0 | 60 |  | 60
utilidor installed steam piping - 10" diameter |  | 0 | LF | 447 | 0 | 5% | 2% | 5% | 12.2% | 10% | 0 | 0 | 0 | 0 | 0 | 0 | 5% | 5% | 5% | 10% | 0 | 0 | 0 | 0 | 0 | 60 |  | 60
utilidor installed steam piping - 12" diameter |  | 900 | LF | 505 | 454500 | 5% | 2% | 5% | 12.2% | 10% | 22725 | 9544.5 | 24338.475 | 62355.1729 | 57346.3148 | 630809.4627 | 5% | 5% | 5% | 10% | 31540.4731 | 31540.4731 | 31540.4731 | 6308.0946 | 731738.9768 | 60 |  | 60
utilidor installed steam piping - 14" diameter |  | 900 | LF | 547 | 492300 | 5% | 2% | 5% | 12.2% | 10% | 24615 | 10338.3 | 26362.665 | 67541.1477 | 62115.7113 | 683272.824 | 5% | 5% | 5% | 10% | 34163.6412 | 34163.6412 | 34163.6412 | 6832.7282 | 792596.4758 | 60 |  | 60
utilidor installed steam piping - 16" diameter |  | 350 | LF | 588 | 205800 | 5% | 2% | 5% | 12.2% | 10% | 10290 | 4321.8 | 11020.59 | 28234.7516 | 25966.7142 | 285633.8557 | 5% | 5% | 5% | 10% | 14281.6928 | 14281.6928 | 14281.6928 | 2856.3386 | 331335.2727 | 60 |  | 60
utilidor installed steam piping - 18" diameter |  | 0 | LF | 691 | 0 | 5% | 2% | 5% | 12.2% | 10% | 0 | 0 | 0 | 0 | 0 | 0 | 5% | 5% | 5% | 10% | 0 | 0 | 0 | 0 | 0 | 60 |  | 60
utilidor installed steam piping - 20" diameter |  | 0 | LF | 785 | 0 | 5% | 2% | 5% | 12.2% | 10% | 0 | 0 | 0 | 0 | 0 | 0 | 5% | 5% | 5% | 10% | 0 | 0 | 0 | 0 | 0 | 60 |  | 60
utilidor installed steam piping - 24" diameter |  | 0 | LF | 891 | 0 | 5% | 2% | 5% | 12.2% | 10% | 0 | 0 | 0 | 0 | 0 | 0 | 5% | 5% | 5% | 10% | 0 | 0 | 0 | 0 | 0 | 60 |  | 60
Utilidor Condensate Piping System - includes demolition of existing pipes and supports; installation of new pipe; installation of new supports, expansion compensation and anchor systems; new insulation; reconnect or replace service laterals as required.
Stainless steel piping, ASTM A312, Type 316L, schedule 10S; wrought stainless steel fittings; forged stainless steel valves (2" and smaller); cast stainless steel valves (3" and larger); externally pressurized expansion joints; all welded piping system.
utilidor installed condensate piping - ½" diameter |  | 0 | LF | 190 | 0 | 5% | 2% | 5% | 12.2% | 10% | 0 | 0 | 0 | 0 | 0 | 0 | 5% | 5% | 5% | 10% | 0 | 0 | 0 | 0 | 0 | 40 |  | 40
utilidor installed condensate piping - ¾" diameter |  | 0 | LF | 187 | 0 | 5% | 2% | 5% | 12.2% | 10% | 0 | 0 | 0 | 0 | 0 | 0 | 5% | 5% | 5% | 10% | 0 | 0 | 0 | 0 | 0 | 40 |  | 40
utilidor installed condensate piping - 1" diameter |  | 0 | LF | 198 | 0 | 5% | 2% | 5% | 12.2% | 10% | 0 | 0 | 0 | 0 | 0 | 0 | 5% | 5% | 5% | 10% | 0 | 0 | 0 | 0 | 0 | 40 |  | 40
utilidor installed condensate piping - 1½" diameter |  | 0 | LF | 205 | 0 | 5% | 2% | 5% | 12.2% | 10% | 0 | 0 | 0 | 0 | 0 | 0 | 5% | 5% | 5% | 10% | 0 | 0 | 0 | 0 | 0 | 40 |  | 40
utilidor installed condensate piping - 2" diameter |  | 0 | LF | 217 | 0 | 5% | 2% | 5% | 12.2% | 10% | 0 | 0 | 0 | 0 | 0 | 0 | 5% | 5% | 5% | 10% | 0 | 0 | 0 | 0 | 0 | 40 |  | 40
utilidor installed condensate piping - 3" diameter |  | 0 | LF | 230 | 0 | 5% | 2% | 5% | 12.2% | 10% | 0 | 0 | 0 | 0 | 0 | 0 | 5% | 5% | 5% | 10% | 0 | 0 | 0 | 0 | 0 | 40 |  | 40
utilidor installed condensate piping - 4" diameter |  | 0 | LF | 250 | 0 | 5% | 2% | 5% | 12.2% | 10% | 0 | 0 | 0 | 0 | 0 | 0 | 5% | 5% | 5% | 10% | 0 | 0 | 0 | 0 | 0 | 40 |  | 40
utilidor installed condensate piping - 6" diameter |  | 2150 | LF | 364 | 782600 | 5% | 2% | 5% | 12.2% | 10% | 39130 | 16434.6 | 41908.23 | 107368.8853 | 98744.1715 | 1086185.8868 | 5% | 5% | 5% | 10% | 54309.2943 | 54309.2943 | 54309.2943 | 10861.8589 | 1259975.6287 | 40 |  | 40
utilidor installed condensate piping - 8" diameter |  | 0 | LF | 350 | 0 | 5% | 2% | 5% | 12.2% | 10% | 0 | 0 | 0 | 0 | 0 | 0 | 5% | 5% | 5% | 10% | 0 | 0 | 0 | 0 | 0 | 40 |  | 40
utilidor installed condensate piping - 10" diameter |  | 0 | LF | 401 | 0 | 5% | 2% | 5% | 12.2% | 10% | 0 | 0 | 0 | 0 | 0 | 0 | 5% | 5% | 5% | 10% | 0 | 0 | 0 | 0 | 0 | 40 |  | 40
utilidor installed condensate piping - 12" diameter |  | 0 | LF | 423 | 0 | 5% | 2% | 5% | 12.2% | 10% | 0 | 0 | 0 | 0 | 0 | 0 | 5% | 5% | 5% | 10% | 0 | 0 | 0 | 0 | 0 | 40 |  | 40
Utilidor Water Piping System - includes demolition of existing pipes and supports; installation of new pipe; installation of new support and anchor systems; new insulation and tracing; reconnect or replace service laterals as required.
Copper tubing (3" and smaller), ASTM B88, type K; cast bronze fittings, ASTM A536; cast bronze valves; mechanical couplings for roll grooved piping system.
utilidor installed water piping - 1½" diameter |  | 0 | LF | 54 | 0 | 5% | 2% | 5% | 12.2% | 10% | 0 | 0 | 0 | 0 | 0 | 0 | 5% | 5% | 5% | 10% | 0 | 0 | 0 | 0 | 0 | 70 |  | 70
utilidor installed water piping - 2" diameter |  | 0 | LF | 63 | 0 | 5% | 2% | 5% | 12.2% | 10% | 0 | 0 | 0 | 0 | 0 | 0 | 5% | 5% | 5% | 10% | 0 | 0 | 0 | 0 | 0 | 70 |  | 70
utilidor installed water piping - 2½" diameter |  | 0 | LF | 75 | 0 | 5% | 2% | 5% | 12.2% | 10% | 0 | 0 | 0 | 0 | 0 | 0 | 5% | 5% | 5% | 10% | 0 | 0 | 0 | 0 | 0 | 70 |  | 70
utilidor installed water piping - 3" diameter |  | 0 | LF | 94 | 0 | 5% | 2% | 5% | 12.2% | 10% | 0 | 0 | 0 | 0 | 0 | 0 | 5% | 5% | 5% | 10% | 0 | 0 | 0 | 0 | 0 | 70 |  | 70
Ductile iron piping (4" and larger), AWWA C151/A21.51, Class 53; cement lined, AWWA C104, standard; ductile iron fittings, ASTM A536; ductile iron valves; mechanical couplings for cut grooved and shouldered piping systems, AWWA C606.
utilidor installed water piping - 4" diameter |  | 0 | LF | 207 | 0 | 5% | 2% | 5% | 12.2% | 10% | 0 | 0 | 0 | 0 | 0 | 0 | 5% | 5% | 5% | 10% | 0 | 0 | 0 | 0 | 0 | 70 |  | 70
utilidor installed water piping - 6" diameter |  | 0 | LF | 221 | 0 | 5% | 2% | 5% | 12.2% | 10% | 0 | 0 | 0 | 0 | 0 | 0 | 5% | 5% | 5% | 10% | 0 | 0 | 0 | 0 | 0 | 70 |  | 70
utilidor installed water piping - 8" diameter |  | 0 | LF | 254 | 0 | 5% | 2% | 5% | 12.2% | 10% | 0 | 0 | 0 | 0 | 0 | 0 | 5% | 5% | 5% | 10% | 0 | 0 | 0 | 0 | 0 | 70 |  | 70
utilidor installed water piping - 10" diameter |  | 2150 | LF | 263 | 565450 | 5% | 2% | 5% | 12.2% | 10% | 28272.5 | 11874.45 | 30279.8475 | 77576.9693 | 71345.3767 | 784799.1435 | 5% | 5% | 5% | 10% | 39239.9572 | 39239.9572 | 39239.9572 | 7847.9914 | 910367.0064 | 70 |  | 70
utilidor installed water piping - 12" diameter |  | 0 | LF | 291 | 0 | 5% | 2% | 5% | 12.2% | 10% | 0 | 0 | 0 | 0 | 0 | 0 | 5% | 5% | 5% | 10% | 0 | 0 | 0 | 0 | 0 | 70 |  | 70
utilidor installed water piping - 14" diameter |  | 0 | LF | 316 | 0 | 5% | 2% | 5% | 12.2% | 10% | 0 | 0 | 0 | 0 | 0 | 0 | 5% | 5% | 5% | 10% | 0 | 0 | 0 | 0 | 0 | 70 |  | 70
utilidor installed water piping - 16" diameter |  | 0 | LF | 345 | 0 | 5% | 2% | 5% | 12.2% | 10% | 0 | 0 | 0 | 0 | 0 | 0 | 5% | 5% | 5% | 10% | 0 | 0 | 0 | 0 | 0 | 70 |  | 70
utilidor installed water piping - 18" diameter |  | 0 | LF | 387 | 0 | 5% | 2% | 5% | 12.2% | 10% | 0 | 0 | 0 | 0 | 0 | 0 | 5% | 5% | 5% | 10% | 0 | 0 | 0 | 0 | 0 | 70 |  | 70
utilidor installed water piping - 20" diameter |  | 0 | LF | 422 | 0 | 5% | 2% | 5% | 12.2% | 10% | 0 | 0 | 0 | 0 | 0 | 0 | 5% | 5% | 5% | 10% | 0 | 0 | 0 | 0 | 0 | 70 |  | 70
Utilidor Sewer Piping System - includes demolition of existing pipes and supports; installation of new pipe; installation of new support and anchor systems; reconnect or replace service laterals as required.
Ductile iron piping (4" and larger), AWWA C151/A21.51, Class 53; cement lined, AWWA C104, standard; ductile iron fittings, ASTM A536; ductile iron valves; mechanical couplings for cut grooved and shouldered piping systems, AWWA C606.
Gravity:
utilidor installed sewer piping - 3" gravity |  | 0 | LF | 196 | 0 | 5% | 2% | 5% | 12.2% | 10% | 0 | 0 | 0 | 0 | 0 | 0 | 5% | 5% | 5% | 10% | 0 | 0 | 0 | 0 | 0 | 70 |  | 70
utilidor installed sewer piping - 4" gravity |  | 0 | LF | 207 | 0 | 5% | 2% | 5% | 12.2% | 10% | 0 | 0 | 0 | 0 | 0 | 0 | 5% | 5% | 5% | 10% | 0 | 0 | 0 | 0 | 0 | 70 |  | 70
utilidor installed sewer piping - 6" gravity |  | 0 | LF | 221 | 0 | 5% | 2% | 5% | 12.2% | 10% | 0 | 0 | 0 | 0 | 0 | 0 | 5% | 5% | 5% | 10% | 0 | 0 | 0 | 0 | 0 | 70 |  | 70
utilidor installed sewer piping - 8" gravity |  | 2150 | LF | 254 | 546100 | 5% | 2% | 5% | 12.2% | 10% | 27305 | 11468.1 | 29243.655 | 74922.2441 | 68903.8999 | 757942.899 | 5% | 5% | 5% | 10% | 37897.145 | 37897.145 | 37897.145 | 7579.429 | 879213.7629 | 70 |  | 70
utilidor installed sewer piping - 10" gravity |  | 0 | LF | 263 | 0 | 5% | 2% | 5% | 12.2% | 10% | 0 | 0 | 0 | 0 | 0 | 0 | 5% | 5% | 5% | 10% | 0 | 0 | 0 | 0 | 0 | 70 |  | 70
utilidor installed sewer piping - 12" gravity |  | 0 | LF | 291 | 0 | 5% | 2% | 5% | 12.2% | 10% | 0 | 0 | 0 | 0 | 0 | 0 | 5% | 5% | 5% | 10% | 0 | 0 | 0 | 0 | 0 | 70 |  | 70
utilidor installed sewer piping - 14" gravity |  | 0 | LF | 316 | 0 | 5% | 2% | 5% | 12.2% | 10% | 0 | 0 | 0 | 0 | 0 | 0 | 5% | 5% | 5% | 10% | 0 | 0 | 0 | 0 | 0 | 70 |  | 70
utilidor installed sewer piping - 16" gravity |  | 0 | LF | 345 | 0 | 5% | 2% | 5% | 12.2% | 10% | 0 | 0 | 0 | 0 | 0 | 0 | 5% | 5% | 5% | 10% | 0 | 0 | 0 | 0 | 0 | 70 |  | 70
utilidor installed sewer piping - 18" gravity |  | 0 | LF | 387 | 0 | 5% | 2% | 5% | 12.2% | 10% | 0 | 0 | 0 | 0 | 0 | 0 | 5% | 5% | 5% | 10% | 0 | 0 | 0 | 0 | 0 | 70 |  | 70
utilidor installed sewer piping - 20" gravity |  | 0 | LF | 422 | 0 | 5% | 2% | 5% | 12.2% | 10% | 0 | 0 | 0 | 0 | 0 | 0 | 5% | 5% | 5% | 10% | 0 | 0 | 0 | 0 | 0 | 70 |  | 70
utilidor installed sewer piping - 24" gravity |  | 0 | LF | 476 | 0 | 5% | 2% | 5% | 12.2% | 10% | 0 | 0 | 0 | 0 | 0 | 0 | 5% | 5% | 5% | 10% | 0 | 0 | 0 | 0 | 0 | 70 |  | 70
Force Main:
utilidor installed force main - 4" diameter |  | 0 | LF | 207 | 0 | 5% | 2% | 5% | 12.2% | 10% | 0 | 0 | 0 | 0 | 0 | 0 | 5% | 5% | 5% | 10% | 0 | 0 | 0 | 0 | 0 | 70 |  | 70
utilidor installed force main - 6" diameter |  | 0 | LF | 221 | 0 | 5% | 2% | 5% | 12.2% | 10% | 0 | 0 | 0 | 0 | 0 | 0 | 5% | 5% | 5% | 10% | 0 | 0 | 0 | 0 | 0 | 70 |  | 70
utilidor installed force main - 8" diameter |  | 0 | LF | 254 | 0 | 5% | 2% | 5% | 12.2% | 10% | 0 | 0 | 0 | 0 | 0 | 0 | 5% | 5% | 5% | 10% | 0 | 0 | 0 | 0 | 0 | 70 |  | 70
utilidor installed force main - 10" diameter |  | 0 | LF | 263 | 0 | 5% | 2% | 5% | 12.2% | 10% | 0 | 0 | 0 | 0 | 0 | 0 | 5% | 5% | 5% | 10% | 0 | 0 | 0 | 0 | 0 | 70 |  | 70
utilidor installed force main - 12" diameter |  | 0 | LF | 291 | 0 | 5% | 2% | 5% | 12.2% | 10% | 0 | 0 | 0 | 0 | 0 | 0 | 5% | 5% | 5% | 10% | 0 | 0 | 0 | 0 | 0 | 70 |  | 70
utilidor installed force main - 14" diameter |  | 0 | LF | 316 | 0 | 5% | 2% | 5% | 12.2% | 10% | 0 | 0 | 0 | 0 | 0 | 0 | 5% | 5% | 5% | 10% | 0 | 0 | 0 | 0 | 0 | 70 |  | 70
utilidor installed force main - 16" diameter |  | 0 | LF | 345 | 0 | 5% | 2% | 5% | 12.2% | 10% | 0 | 0 | 0 | 0 | 0 | 0 | 5% | 5% | 5% | 10% | 0 | 0 | 0 | 0 | 0 | 70 |  | 70
utilidor installed force main - 18" diameter |  | 0 | LF | 387 | 0 | 5% | 2% | 5% | 12.2% | 10% | 0 | 0 | 0 | 0 | 0 | 0 | 5% | 5% | 5% | 10% | 0 | 0 | 0 | 0 | 0 | 70 |  | 70
utilidor installed force main - 20" diameter |  | 0 | LF | 422 | 0 | 5% | 2% | 5% | 12.2% | 10% | 0 | 0 | 0 | 0 | 0 | 0 | 5% | 5% | 5% | 10% | 0 | 0 | 0 | 0 | 0 | 70 |  | 70
utilidor installed force main - 24" diameter |  | 0 | LF | 476 | 0 | 5% | 2% | 5% | 12.2% | 10% | 0 | 0 | 0 | 0 | 0 | 0 | 5% | 5% | 5% | 10% | 0 | 0 | 0 | 0 | 0 | 70 |  | 70
Utilidor Rehabilitation and Repair
Repair and recondition utilidor walls, floor and removable roof panels; repair/replace utilidor insulation and waterproofing system. |  | 0 | LF | 125 | 0 | 5% | 2% | 5% | 12.2% | 10% | 0 | 0 | 0 | 0 | 0 | 0 | 5% | 5% | 5% | 10% | 0 | 0 | 0 | 0 | 0 | 75 |  | 75
Raise elevation of manhole lid where required to eliminate seasonal flooding of utilidor system. |  | 0 | EA | 1750 | 0 | 5% | 2% | 5% | 12.2% | 10% | 0 | 0 | 0 | 0 | 0 | 0 | 5% | 5% | 5% | 10% | 0 | 0 | 0 | 0 | 0 | 75 |  | 75
Repair/replace utilidor ventilation system in manhole lid (where required). |  | 0 | EA | 2200 | 0 | 5% | 2% | 5% | 12.2% | 10% | 0 | 0 | 0 | 0 | 0 | 0 | 5% | 5% | 5% | 10% | 0 | 0 | 0 | 0 | 0 | 75 |  | 75
Replace manhole convenience power and lighting system (where required). |  | 0 | EA | 1800 | 0 | 5% | 2% | 5% | 12.2% | 10% | 0 | 0 | 0 | 0 | 0 | 0 | 5% | 5% | 5% | 10% | 0 | 0 | 0 | 0 | 0 | 25 |  | 25
Replace utilidor drainage system , sump pumps (where required) |  | 0 | EA | 2600 | 0 | 5% | 2% | 5% | 12.2% | 10% | 0 | 0 | 0 | 0 | 0 | 0 | 5% | 5% | 5% | 10% | 0 | 0 | 0 | 0 | 0 | 25 |  | 25
Replace existing access hatches with new secure (lockable) hatches. |  | 0 | EA | 3065 | 0 | 5% | 2% | 5% | 12.2% | 10% | 0 | 0 | 0 | 0 | 0 | 0 | 5% | 5% | 5% | 10% | 0 | 0 | 0 | 0 | 0 | 75 |  | 75
Utilidor Replacement - Includes removal and recycling of existing concrete utilidor elements. Replacement also includes mastic damp proofing, board insulation, access hatches, vents, lighting, and sumps with submersible pumps.
8 foot long precast concrete U-sections with precast concrete lids; ACI 317, 5000 psi concrete,
Precast concrete sections - 84" by 108" |  | 0 | LF |  | 0 | 5% | 2% | 5% | 12.2% | 10% | 0 | 0 | 0 | 0 | 0 | 0 | 5% | 5% | 5% | 10% | 0 | 0 | 0 | 0 | 0 | 75 |  | 75
Precast concrete sections - 84" by 84" |  | 0 | LF | 920 | 0 | 5% | 2% | 5% | 12.2% | 10% | 0 | 0 | 0 | 0 | 0 | 0 | 5% | 5% | 5% | 10% | 0 | 0 | 0 | 0 | 0 | 75 |  | 75
Precast concrete sections - 84" by 60" |  | 0 | LF | 789 | 0 | 5% | 2% | 5% | 12.2% | 10% | 0 | 0 | 0 | 0 | 0 | 0 | 5% | 5% | 5% | 10% | 0 | 0 | 0 | 0 | 0 | 75 |  | 75
Precast concrete sections - 84" by 48" |  | 0 | LF | 723 | 0 | 5% | 2% | 5% | 12.2% | 10% | 0 | 0 | 0 | 0 | 0 | 0 | 5% | 5% | 5% | 10% | 0 | 0 | 0 | 0 | 0 | 75 |  | 75
Precast concrete sections - 78" by 78" |  | 0 | LF | 862 | 0 | 5% | 2% | 5% | 12.2% | 10% | 0 | 0 | 0 | 0 | 0 | 0 | 5% | 5% | 5% | 10% | 0 | 0 | 0 | 0 | 0 | 75 |  | 75
Precast concrete sections - 72" by 84" |  | 0 | LF |  | 0 | 5% | 2% | 5% | 12.2% | 10% | 0 | 0 | 0 | 0 | 0 | 0 | 5% | 5% | 5% | 10% | 0 | 0 | 0 | 0 | 0 | 75 |  | 75
Precast concrete sections - 72" by 72" |  | 2150 | LF | 804 | 1728600 | 5% | 2% | 5% | 12.2% | 10% | 86430 | 36300.6 | 92566.53 | 237155.4499 | 218105.258 | 2399157.8378 | 5% | 5% | 5% | 10% | 119957.8919 | 119957.8919 | 119957.8919 | 23991.5784 | 2783023.0919 | 75 |  | 75
Precast concrete sections - 72" by 60" |  | 0 | LF | 738 | 0 | 5% | 2% | 5% | 12.2% | 10% | 0 | 0 | 0 | 0 | 0 | 0 | 5% | 5% | 5% | 10% | 0 | 0 | 0 | 0 | 0 | 75 |  | 75
Precast concrete sections - 72" by 36" |  | 0 | LF | 607 | 0 | 5% | 2% | 5% | 12.2% | 10% | 0 | 0 | 0 | 0 | 0 | 0 | 5% | 5% | 5% | 10% | 0 | 0 | 0 | 0 | 0 | 75 |  | 75
Precast concrete sections - 60" by 72" |  | 0 | LF | 754 | 0 | [5 empty] | 0 | 0 | 0 | 0 | 0 | 0 |  |  |  |  | 0 | 0 | 0 | 0 | 0
Precast concrete sections - 60" by 60" |  | 0 | LF | 688 | 0 | 5% | 2% | 5% | 12.2% | 10% | 0 | 0 | 0 | 0 | 0 | 0 | 5% | 5% | 5% | 10% | 0 | 0 | 0 | 0 | 0 | 75 |  | 75
Precast concrete sections - 60" by 48" |  | 0 | LF | 623 | 0 | 5% | 2% | 5% | 12.2% | 10% | 0 | 0 | 0 | 0 | 0 | 0 | 5% | 5% | 5% | 10% | 0 | 0 | 0 | 0 | 0 | 75 |  | 75
Precast concrete sections - 60" by 30" |  | 0 | LF | 524 | 0 | 5% | 2% | 5% | 12.2% | 10% | 0 | 0 | 0 | 0 | 0 | 0 | 5% | 5% | 5% | 10% | 0 | 0 | 0 | 0 | 0 | 75 |  | 75
Precast concrete sections - 54" by 60" |  | 0 | LF | 663 | 0 | 5% | 2% | 5% | 12.2% | 10% | 0 | 0 | 0 | 0 | 0 | 0 | 5% | 5% | 5% | 10% | 0 | 0 | 0 | 0 | 0 | 75 |  | 75
Precast concrete sections - 54" by 54" |  | 0 | LF | 630 | 0 | 5% | 2% | 5% | 12.2% | 10% | 0 | 0 | 0 | 0 | 0 | 0 | 5% | 5% | 5% | 10% | 0 | 0 | 0 | 0 | 0 | 75 |  | 75
Precast concrete sections - 48" by 60" |  | 0 | LF |  | 0 | 5% | 2% | 5% | 12.2% | 10% | 0 | 0 | 0 | 0 | 0 | 0 | 5% | 5% | 5% | 10% | 0 | 0 | 0 | 0 | 0 | 75 |  | 75
Precast concrete sections - 48" by 48" |  | 0 | LF | 572 | 0 | 5% | 2% | 5% | 12.2% | 10% | 0 | 0 | 0 | 0 | 0 | 0 | 5% | 5% | 5% | 10% | 0 | 0 | 0 | 0 | 0 | 75 |  | 75
Precast concrete sections - 42" by 42" |  | 0 | LF |  | 0 | 5% | 2% | 5% | 12.2% | 10% | 0 | 0 | 0 | 0 | 0 | 0 | 5% | 5% | 5% | 10% | 0 | 0 | 0 | 0 | 0 | 75 |  | 75
Precast concrete sections - 36" by 42" |  | 0 | LF |  | 0 | 5% | 2% | 5% | 12.2% | 10% | 0 | 0 | 0 | 0 | 0 | 0 | 5% | 5% | 5% | 10% | 0 | 0 | 0 | 0 | 0 | 75 |  | 75
Precast concrete sections - 36" by 36" |  | 0 | LF |  | 0 | 5% | 2% | 5% | 12.2% | 10% | 0 | 0 | 0 | 0 | 0 | 0 | 5% | 5% | 5% | 10% | 0 | 0 | 0 | 0 | 0 | 75 |  | 75
Precast concrete sections - 36" by 30" |  | 0 | LF |  | 0 | 5% | 2% | 5% | 12.2% | 10% | 0 | 0 | 0 | 0 | 0 | 0 | 5% | 5% | 5% | 10% | 0 | 0 | 0 | 0 | 0 | 75 |  | 75
Precast concrete sections - 30" by 36" |  | 0 | LF |  | 0 | 5% | 2% | 5% | 12.2% | 10% | 0 | 0 | 0 | 0 | 0 | 0 | 5% | 5% | 5% | 10% | 0 | 0 | 0 | 0 | 0 | 75 |  | 75
Precast concrete sections - 30" by 30" |  | 0 | LF |  | 0 | 5% | 2% | 5% | 12.2% | 10% | 0 | 0 | 0 | 0 | 0 | 0 | 5% | 5% | 5% | 10% | 0 | 0 | 0 | 0 | 0 | 75 |  | 75
Precast concrete sections - 30" by 24" |  | 0 | LF |  | 0 | 5% | 2% | 5% | 12.2% | 10% | 0 | 0 | 0 | 0 | 0 | 0 | 5% | 5% | 5% | 10% | 0 | 0 | 0 | 0 | 0 | 75 |  | 75
Precast concrete sections - 24" by 48" |  | 0 | LF |  | 0 | 5% | 2% | 5% | 12.2% | 10% | 0 | 0 | 0 | 0 | 0 | 0 | 5% | 5% | 5% | 10% | 0 | 0 | 0 | 0 | 0 | 75 |  | 75
Precast concrete sections - 24" by 30" |  | 0 | LF |  | 0 | 5% | 2% | 5% | 12.2% | 10% | 0 | 0 | 0 | 0 | 0 | 0 | 5% | 5% | 5% | 10% | 0 | 0 | 0 | 0 | 0 | 75 |  | 75
Precast concrete sections - 24" by 24" |  | 0 | LF | 265 | 0 | 5% | 2% | 5% | 12.2% | 10% | 0 | 0 | 0 | 0 | 0 | 0 | 5% | 5% | 5% | 10% | 0 | 0 | 0 | 0 | 0 | 75 |  | 75
Precast concrete sections - 18" by 30" |  | 0 | LF |  | 0 | 5% | 2% | 5% | 12.2% | 10% | 0 | 0 | 0 | 0 | 0 | 0 | 5% | 5% | 5% | 10% | 0 | 0 | 0 | 0 | 0 | 75 |  | 75
Precast concrete sections - 18" by 24" |  | 0 | LF |  | 0 | 5% | 2% | 5% | 12.2% | 10% | 0 | 0 | 0 | 0 | 0 | 0 | 5% | 5% | 5% | 10% | 0 | 0 | 0 | 0 | 0 | 75 |  | 75
Direct Buried Heat Distribution Piping System - includes demolition of existing pipes; installation of new pipe; installation of new support / anchor system; reconnect or replace service laterals as required.
Class A conduit system, drainable, dryable, pressure testable. Standard weight steel pipe for steam; schedule 10S for condensate; foamglas insulation on carrier pipe; FRP coating as protection on conduit.
Direct Buried HDS Main (DU Steam Heat Service Table March 2008) - 2" Steam & 1" Condensate |  | 0 | LF | 200 | 0 | 5% | 2% | 5% | 12.2% | 10% | 0 | 0 | 0 | 0 | 0 | 0 | 5% | 5% | 5% | 10% | 0 | 0 | 0 | 0 | 0 | 30 |  | 30
Direct Buried HDS Main (DU Steam Heat Service Table March 2008) - 4" Steam & 1" Condensate |  | 0 | LF | 280 | 0 | 5% | 2% | 5% | 12.2% | 10% | 0 | 0 | 0 | 0 | 0 | 0 | 5% | 5% | 5% | 10% | 0 | 0 | 0 | 0 | 0 | 30 |  | 30
Direct Buried HDS Main (DU Steam Heat Service Table March 2008) - 6" Steam & 2" Condensate |  | 0 | LF | 370 | 0 | 5% | 2% | 5% | 12.2% | 10% | 0 | 0 | 0 | 0 | 0 | 0 | 5% | 5% | 5% | 10% | 0 | 0 | 0 | 0 | 0 | 30 |  | 30
Direct Buried HDS Main (DU Steam Heat Service Table March 2008) - 8" Steam & 4" Condensate |  | 0 | LF | 450 | 0 | 5% | 2% | 5% | 12.2% | 10% | 0 | 0 | 0 | 0 | 0 | 0 | 5% | 5% | 5% | 10% | 0 | 0 | 0 | 0 | 0 | 30 |  | 30
Direct Buried HDS Main - 12" Steam & 6" Condensate |  | 0 | LF | 869 | 0 | 5% | 2% | 5% | 12.2% | 10% | 0 | 0 | 0 | 0 | 0 | 0 | 5% | 5% | 5% | 10% | 0 | 0 | 0 | 0 | 0 | 30 |  | 30
Direct Buried Domestic Water Piping System - includes demolition of existing pipes; installation of new pipe; installation of new support / anchor system; reconnect or replace service laterals as required.
Ductile iron piping (4" and larger), AWWA C151/A21.51, Class 53; cement lined, AWWA C104, standard; ductile iron fittings, ASTM A536; ductile iron valves; mechanical couplings for cut grooved and shouldered piping systems, AWWA C606.
direct buried water main (DU Water Service Table March 2008) - 4" diameter |  | 0 | LF | 75 | 0 | 5% | 2% | 5% | 12.2% | 10% | 0 | 0 | 0 | 0 | 0 | 0 | 5% | 5% | 5% | 10% | 0 | 0 | 0 | 0 | 0 | 70 |  | 70
direct buried water main (DU Water Service Table March 2008) - 6" diameter |  | 0 | LF | 110 | 0 | 5% | 2% | 5% | 12.2% | 10% | 0 | 0 | 0 | 0 | 0 | 0 | 5% | 5% | 5% | 10% | 0 | 0 | 0 | 0 | 0 | 70 |  | 70
direct buried water main (DU Water Service Table March 2008) - 8" diameter |  | 0 | LF | 120 | 0 | 5% | 2% | 5% | 12.2% | 10% | 0 | 0 | 0 | 0 | 0 | 0 | 5% | 5% | 5% | 10% | 0 | 0 | 0 | 0 | 0 | 70 |  | 70
direct buried water piping - 10" diameter |  | 0 | LF |  | 0 | 5% | 2% | 5% | 12.2% | 10% | 0 | 0 | 0 | 0 | 0 | 0 | 5% | 5% | 5% | 10% | 0 | 0 | 0 | 0 | 0 | 70 |  | 70
direct buried water piping - 12" diameter |  | 0 | LF | 291 | 0 | 5% | 2% | 5% | 12.2% | 10% | 0 | 0 | 0 | 0 | 0 | 0 | 5% | 5% | 5% | 10% | 0 | 0 | 0 | 0 | 0 | 70 |  | 70
direct buried water piping - 14" diameter |  | 0 | LF |  | 0 | 5% | 2% | 5% | 12.2% | 10% | 0 | 0 | 0 | 0 | 0 | 0 | 5% | 5% | 5% | 10% | 0 | 0 | 0 | 0 | 0 | 70 |  | 70
direct buried water piping - 16" diameter |  | 0 | LF |  | 0 | 5% | 2% | 5% | 12.2% | 10% | 0 | 0 | 0 | 0 | 0 | 0 | 5% | 5% | 5% | 10% | 0 | 0 | 0 | 0 | 0 | 70 |  | 70
direct buried water piping - 18" diameter |  | 0 | LF |  | 0 | 5% | 2% | 5% | 12.2% | 10% | 0 | 0 | 0 | 0 | 0 | 0 | 5% | 5% | 5% | 10% | 0 | 0 | 0 | 0 | 0 | 70 |  | 70
direct buried water piping - 20" diameter |  | 0 | LF |  | 0 | 5% | 2% | 5% | 12.2% | 10% | 0 | 0 | 0 | 0 | 0 | 0 | 5% | 5% | 5% | 10% | 0 | 0 | 0 | 0 | 0 | 70 |  | 70
Direct Buried Sewer Piping System - includes demolition of existing pipes; installation of new pipe; installation of new support / anchor system; reconnect or replace service laterals as required.
Ductile iron piping (4" and larger), AWWA C151/A21.51, Class 53; cement lined, AWWA C104, standard; ductile iron fittings, ASTM A536; ductile iron valves; mechanical couplings for cut grooved and shouldered piping systems, AWWA C606.
Gravity:
direct buried sewer piping - 3" gravity |  | 0 | LF |  | 0 | 5% | 2% | 5% | 12.2% | 10% | 0 | 0 | 0 | 0 | 0 | 0 | 5% | 5% | 5% | 10% | 0 | 0 | 0 | 0 | 0 | 70 |  | 70
direct buried sewer main (DU Sewer Service Table March 2008) - 4" gravity |  | 0 | LF | 65 | 0 | 5% | 2% | 5% | 12.2% | 10% | 0 | 0 | 0 | 0 | 0 | 0 | 5% | 5% | 5% | 10% | 0 | 0 | 0 | 0 | 0 | 70 |  | 70
direct buried sewer main (DU Sewer Service Table March 2008) - 6" gravity |  | 0 | LF | 70 | 0 | 5% | 2% | 5% | 12.2% | 10% | 0 | 0 | 0 | 0 | 0 | 0 | 5% | 5% | 5% | 10% | 0 | 0 | 0 | 0 | 0 | 70 |  | 70
direct buried sewer piping - 8" gravity |  | 0 | LF | 254 | 0 | 5% | 2% | 5% | 12.2% | 10% | 0 | 0 | 0 | 0 | 0 | 0 | 5% | 5% | 5% | 10% | 0 | 0 | 0 | 0 | 0 | 70 |  | 70
direct buried sewer piping - 10" gravity |  | 0 | LF |  | 0 | 5% | 2% | 5% | 12.2% | 10% | 0 | 0 | 0 | 0 | 0 | 0 | 5% | 5% | 5% | 10% | 0 | 0 | 0 | 0 | 0 | 70 |  | 70
direct buried sewer piping - 12" gravity |  | 0 | LF |  | 0 | 5% | 2% | 5% | 12.2% | 10% | 0 | 0 | 0 | 0 | 0 | 0 | 5% | 5% | 5% | 10% | 0 | 0 | 0 | 0 | 0 | 70 |  | 70
direct buried sewer piping - 14" gravity |  | 0 | LF |  | 0 | 5% | 2% | 5% | 12.2% | 10% | 0 | 0 | 0 | 0 | 0 | 0 | 5% | 5% | 5% | 10% | 0 | 0 | 0 | 0 | 0 | 70 |  | 70
direct buried sewer piping - 16" gravity |  | 0 | LF |  | 0 | 5% | 2% | 5% | 12.2% | 10% | 0 | 0 | 0 | 0 | 0 | 0 | 5% | 5% | 5% | 10% | 0 | 0 | 0 | 0 | 0 | 70 |  | 70
direct buried sewer piping - 18" gravity |  | 0 | LF |  | 0 | 5% | 2% | 5% | 12.2% | 10% | 0 | 0 | 0 | 0 | 0 | 0 | 5% | 5% | 5% | 10% | 0 | 0 | 0 | 0 | 0 | 70 |  | 70
direct buried sewer piping - 20" gravity |  | 0 | LF |  | 0 | 5% | 2% | 5% | 12.2% | 10% | 0 | 0 | 0 | 0 | 0 | 0 | 5% | 5% | 5% | 10% | 0 | 0 | 0 | 0 | 0 | 70 |  | 70
direct buried sewer piping - 24" gravity |  | 0 | LF |  | 0 | 5% | 2% | 5% | 12.2% | 10% | 0 | 0 | 0 | 0 | 0 | 0 | 5% | 5% | 5% | 10% | 0 | 0 | 0 | 0 | 0 | 70 |  | 70
Force Main:
direct buried sewer main (DU Sewer Service Table March 2008) - 4" force main |  | 0 | LF | 65 | 0 | 5% | 2% | 5% | 12.2% | 10% | 0 | 0 | 0 | 0 | 0 | 0 | 5% | 5% | 5% | 10% | 0 | 0 | 0 | 0 | 0 | 70 |  | 70
direct buried sewer main (DU Sewer Service Table March 2008) - 6" force main |  | 0 | LF | 70 | 0 | 5% | 2% | 5% | 12.2% | 10% | 0 | 0 | 0 | 0 | 0 | 0 | 5% | 5% | 5% | 10% | 0 | 0 | 0 | 0 | 0 | 70 |  | 70
direct buried sewer piping - 8" force main |  | 0 | LF |  | 0 | 5% | 2% | 5% | 12.2% | 10% | 0 | 0 | 0 | 0 | 0 | 0 | 5% | 5% | 5% | 10% | 0 | 0 | 0 | 0 | 0 | 70 |  | 70
direct buried sewer piping - 10" force main |  | 0 | LF |  | 0 | 5% | 2% | 5% | 12.2% | 10% | 0 | 0 | 0 | 0 | 0 | 0 | 5% | 5% | 5% | 10% | 0 | 0 | 0 | 0 | 0 | 70 |  | 70
direct buried sewer piping - 12" force main |  | 0 | LF |  | 0 | 5% | 2% | 5% | 12.2% | 10% | 0 | 0 | 0 | 0 | 0 | 0 | 5% | 5% | 5% | 10% | 0 | 0 | 0 | 0 | 0 | 70 |  | 70
direct buried sewer piping - 14" force main |  | 0 | LF |  | 0 | 5% | 2% | 5% | 12.2% | 10% | 0 | 0 | 0 | 0 | 0 | 0 | 5% | 5% | 5% | 10% | 0 | 0 | 0 | 0 | 0 | 70 |  | 70
direct buried sewer piping - 16" force main |  | 0 | LF |  | 0 | 5% | 2% | 5% | 12.2% | 10% | 0 | 0 | 0 | 0 | 0 | 0 | 5% | 5% | 5% | 10% | 0 | 0 | 0 | 0 | 0 | 70 |  | 70
direct buried sewer piping - 18" force main |  | 0 | LF |  | 0 | 5% | 2% | 5% | 12.2% | 10% | 0 | 0 | 0 | 0 | 0 | 0 | 5% | 5% | 5% | 10% | 0 | 0 | 0 | 0 | 0 | 70 |  | 70
direct buried sewer piping - 20" force main |  | 0 | LF |  | 0 | 5% | 2% | 5% | 12.2% | 10% | 0 | 0 | 0 | 0 | 0 | 0 | 5% | 5% | 5% | 10% | 0 | 0 | 0 | 0 | 0 | 70 |  | 70
direct buried sewer piping - 24" force main |  | 0 | LF |  | 0 | 5% | 2% | 5% | 12.2% | 10% | 0 | 0 | 0 | 0 | 0 | 0 | 5% | 5% | 5% | 10% | 0 | 0 | 0 | 0 | 0 | 70 |  | 70
Other Project Specific Items
Replace condensate pump station |  | 1 | EA | 20000 | 20000 | 5% | 2% | 5% | 12.2% | 10% | 1000 | 420 | 1071 | 2743.902 | 2523.4902 | 27758.3922 | 5% | 5% | 5% | 10% | 1387.9196 | 1387.9196 | 1387.9196 | 277.5839 | 32199.735 | 35 |  | 35
Fire hydrant - new including manhole, lateral piping, tracing and insulation |  | 0 | EA | 52250 | 0 | 5% | 2% | 5% | 12.2% | 10% | 0 | 0 | 0 | 0 | 0 | 0 | 5% | 5% | 5% | 10% | 0 | 0 | 0 | 0 | 0 | 75 |  | 75
Fire hydrant - replacement including lateral piping, tracing and insulation |  | 7 | EA | 17500 | 122500 | 5% | 2% | 5% | 12.2% | 10% | 6125 | 2572.5 | 6559.875 | 16806.3998 | 15456.3775 | 170020.1522 | 5% | 5% | 5% | 10% | 8501.0076 | 8501.0076 | 8501.0076 | 1700.2015 | 197223.3766 | 25 |  | 25
Force main lift station - Bldg ? |  | 0 | EA | 120000 | 0 | 5% | 2% | 5% | 12.2% | 10% | 0 | 0 | 0 | 0 | 0 | 0 | 5% | 5% | 5% | 10% | 0 | 0 | 0 | 0 | 0 | 25 |  | 25
Water well station - Bldg ? |  | 0 | EA | 18000 | 0 | 5% | 2% | 5% | 12.2% | 10% | 0 | 0 | 0 | 0 | 0 | 0 | 5% | 5% | 5% | 10% | 0 | 0 | 0 | 0 | 0 | 25 |  | 25
Emergency repair of HDS pipe insulation including removal of existing ACM pipe insulation |  | 0 | LF | 400 | 0 | 5% | 2% | 5% | 12.2% | 10% | 0 | 0 | 0 | 0 | 0 | 0 | 5% | 5% | 5% | 10% | 0 | 0 | 0 | 0 | 0 | 25 |  | 25
Total Project Cost |  |  |  |  | 5186600 | [10 empty] | 7198583.8492 | [5 empty] | Total CPM & Commissioning | 359929.1925 |  | 8350357.2651 |  |  | 64.3525
[19 empty] | Total Pre-design, Design & Fees on Design | 431915.031
[19 empty] | Total CPM & Commissioning | 359929.1925