## Richardson Elec Dist- R&R Proj (hidden)
Fort Richardson Electrical Distribution R&R Projects
Project Number: Year 2
Project Title: Upgrade Water System
Year That Payment for Project Will Begin: Year 2 of the 50 Year Contract
Project Description | Year Implemented | Year Payments Begin | Quantity | Unit of Measure | Cost/UOM | Base Constr Cost (no markups) | Contingency | Bonds, Insurance | General Conditions | G & A | Profit | Total Capital Cost | Studies plus Predesign | Design | SDC | Fee on Professional Services | Total Project Cost | Engineering | Construction | GM
[7 empty] | 5% | 2% | 5% | 12.2% | 10% |  | 7.7% | 5% | 3% | 10%
- | #REF! | In Initial Replacements |  |  |  | #REF! | #REF! | #REF! | #REF! | #REF! | #REF! | #REF! | #REF! | #REF! | #REF! | #REF! | #REF! | #REF! | #REF! | #REF!
- | #REF! | In Initial Replacements |  |  |  | #REF! | #REF! | #REF! | #REF! | #REF! | #REF! | #REF! | #REF! | #REF! | #REF! | #REF! | #REF! | #REF! | #REF! | #REF!
- | #REF! | In Initial Replacements |  |  |  | #REF! | #REF! | #REF! | #REF! | #REF! | #REF! | #REF! | #REF! | #REF! | #REF! | #REF! | #REF! | #REF! | #REF! | #REF!
- | #REF! | In Initial Replacements |  |  |  | #REF! | #REF! | #REF! | #REF! | #REF! | #REF! | #REF! | #REF! | #REF! | #REF! | #REF! | #REF!
- | #REF! | In Initial Replacements |  |  |  | #REF! | #REF! | #REF! | #REF! | #REF! | #REF! | #REF! | #REF! | #REF! | #REF! | #REF! | #REF!
| #REF! | #REF! |  |  |  | #REF! | #REF! | #REF! | #REF! | #REF! | #REF! | #REF! | #REF! | #REF! | #REF! | #REF! | #REF!
| #REF! | #REF! |  |  |  | #REF! | #REF! | #REF! | #REF! | #REF! | #REF! | #REF! | #REF! | #REF! | #REF! | #REF! | #REF!
| #REF! | #REF! |  |  |  | #REF! | #REF! | #REF! | #REF! | #REF! | #REF! | #REF! | #REF! | #REF! | #REF! | #REF! | #REF!
| #REF! | #REF! |  |  |  | #REF! | #REF! | #REF! | #REF! | #REF! | #REF! | #REF! | #REF! | #REF! | #REF! | #REF! | #REF!
| #REF! | #REF! |  |  |  | #REF! | #REF! | #REF! | #REF! | #REF! | #REF! | #REF! | #REF! | #REF! | #REF! | #REF! | #REF!
| #REF! | #REF! |  |  |  | #REF! | #REF! | #REF! | #REF! | #REF! | #REF! | #REF! | #REF! | #REF! | #REF! | #REF! | #REF!
| #REF! | #REF! |  |  |  | #REF! | #REF! | #REF! | #REF! | #REF! | #REF! | #REF! | #REF! | #REF! | #REF! | #REF! | #REF!
| #REF! | #REF! |  |  |  | #REF! | #REF! | #REF! | #REF! | #REF! | #REF! | #REF! | #REF! | #REF! | #REF! | #REF! | #REF!
| #REF! | #REF! |  |  |  | #REF! | #REF! | #REF! | #REF! | #REF! | #REF! | #REF! | #REF! | #REF! | #REF! | #REF! | #REF!
| #REF! | #REF! |  |  |  | #REF! | #REF! | #REF! | #REF! | #REF! | #REF! | #REF! | #REF! | #REF! | #REF! | #REF! | #REF!
| #REF! | #REF! |  |  |  | #REF! | #REF! | #REF! | #REF! | #REF! | #REF! | #REF! | #REF! | #REF! | #REF! | #REF! | #REF!
| #REF! | #REF! |  |  |  | #REF! | #REF! | #REF! | #REF! | #REF! | #REF! | #REF! | #REF! | #REF! | #REF! | #REF! | #REF!
| #REF! | #REF! |  |  |  | #REF! | #REF! | #REF! | #REF! | #REF! | #REF! | #REF! | #REF! | #REF! | #REF! | #REF! | #REF!
| #REF! | #REF! |  |  |  | #REF! | #REF! | #REF! | #REF! | #REF! | #REF! | #REF! | #REF! | #REF! | #REF! | #REF! | #REF!
| #REF! | #REF! |  |  |  | #REF! | #REF! | #REF! | #REF! | #REF! | #REF! | #REF! | #REF! | #REF! | #REF! | #REF! | #REF!
| #REF! | #REF! |  |  |  | #REF! | #REF! | #REF! | #REF! | #REF! | #REF! | #REF! | #REF! | #REF! | #REF! | #REF! | #REF!
| #REF! | #REF! |  |  |  | #REF! | #REF! | #REF! | #REF! | #REF! | #REF! | #REF! | #REF! | #REF! | #REF! | #REF! | #REF!
| #REF! | #REF! |  |  |  | #REF! | #REF! | #REF! | #REF! | #REF! | #REF! | #REF! | #REF! | #REF! | #REF! | #REF! | #REF!
| #REF! | #REF! |  |  |  | #REF! | #REF! | #REF! | #REF! | #REF! | #REF! | #REF! | #REF! | #REF! | #REF! | #REF! | #REF!
| #REF! | #REF! |  |  |  | #REF! | #REF! | #REF! | #REF! | #REF! | #REF! | #REF! | #REF! | #REF! | #REF! | #REF! | #REF!
| #REF! | #REF! |  |  |  | #REF! | #REF! | #REF! | #REF! | #REF! | #REF! | #REF! | #REF! | #REF! | #REF! | #REF! | #REF!
| #REF! | #REF! |  |  |  | #REF! | #REF! | #REF! | #REF! | #REF! | #REF! | #REF! | #REF! | #REF! | #REF! | #REF! | #REF!
| #REF! | #REF! |  |  |  | #REF! | #REF! | #REF! | #REF! | #REF! | #REF! | #REF! | #REF! | #REF! | #REF! | #REF! | #REF!
| #REF! | #REF! |  |  |  | #REF! | #REF! | #REF! | #REF! | #REF! | #REF! | #REF! | #REF! | #REF! | #REF! | #REF! | #REF!
| #REF! | #REF! |  |  |  | #REF! | #REF! | #REF! | #REF! | #REF! | #REF! | #REF! | #REF! | #REF! | #REF! | #REF! | #REF!
| #REF! | #REF! |  |  |  | #REF! | #REF! | #REF! | #REF! | #REF! | #REF! | #REF! | #REF! | #REF! | #REF! | #REF! | #REF!
| #REF! | #REF! |  |  |  | #REF! | #REF! | #REF! | #REF! | #REF! | #REF! | #REF! | #REF! | #REF! | #REF! | #REF! | #REF!
| #REF! | #REF! |  |  |  | #REF! | #REF! | #REF! | #REF! | #REF! | #REF! | #REF! | #REF! | #REF! | #REF! | #REF! | #REF!
| #REF! | #REF! |  |  |  | #REF! | #REF! | #REF! | #REF! | #REF! | #REF! | #REF! | #REF! | #REF! | #REF! | #REF! | #REF!
| #REF! | #REF! |  |  |  | #REF! | #REF! | #REF! | #REF! | #REF! | #REF! | #REF! | #REF! | #REF! | #REF! | #REF! | #REF!
| #REF! | #REF! |  |  |  | #REF! | #REF! | #REF! | #REF! | #REF! | #REF! | #REF! | #REF! | #REF! | #REF! | #REF! | #REF!
| #REF! | #REF! |  |  |  | #REF! | #REF! | #REF! | #REF! | #REF! | #REF! | #REF! | #REF! | #REF! | #REF! | #REF! | #REF!
| #REF! | #REF! |  |  |  | #REF! | #REF! | #REF! | #REF! | #REF! | #REF! | #REF! | #REF! | #REF! | #REF! | #REF! | #REF!
| #REF! | #REF! |  |  |  | #REF! | #REF! | #REF! | #REF! | #REF! | #REF! | #REF! | #REF! | #REF! | #REF! | #REF! | #REF!
| #REF! | #REF! |  |  |  | #REF! | #REF! | #REF! | #REF! | #REF! | #REF! | #REF! | #REF! | #REF! | #REF! | #REF! | #REF!
| #REF! | #REF! |  |  |  | #REF! | #REF! | #REF! | #REF! | #REF! | #REF! | #REF! | #REF! | #REF! | #REF! | #REF! | #REF!
| #REF! | #REF! |  |  |  | #REF! | #REF! | #REF! | #REF! | #REF! | #REF! | #REF! | #REF! | #REF! | #REF! | #REF! | #REF!
| #REF! | #REF! |  |  |  | #REF! | #REF! | #REF! | #REF! | #REF! | #REF! | #REF! | #REF! | #REF! | #REF! | #REF! | #REF!
| #REF! | #REF! |  |  |  | #REF! | #REF! | #REF! | #REF! | #REF! | #REF! | #REF! | #REF! | #REF! | #REF! | #REF! | #REF!
| #REF! | #REF! |  |  |  | #REF! | #REF! | #REF! | #REF! | #REF! | #REF! | #REF! | #REF! | #REF! | #REF! | #REF! | #REF!
| #REF! | #REF! |  |  |  | #REF! | #REF! | #REF! | #REF! | #REF! | #REF! | #REF! | #REF! | #REF! | #REF! | #REF! | #REF!
| #REF! | #REF! |  |  |  | #REF! | #REF! | #REF! | #REF! | #REF! | #REF! | #REF! | #REF! | #REF! | #REF! | #REF! | #REF!
| #REF! | #REF! |  |  |  | #REF! | #REF! | #REF! | #REF! | #REF! | #REF! | #REF! | #REF! | #REF! | #REF! | #REF! | #REF!
| #REF! | #REF! |  |  |  | #REF! | #REF! | #REF! | #REF! | #REF! | #REF! | #REF! | #REF! | #REF! | #REF! | #REF! | #REF!
| #REF! | #REF! |  |  |  | #REF! | #REF! | #REF! | #REF! | #REF! | #REF! | #REF! | #REF! | #REF! | #REF! | #REF! | #REF!
| #REF! | #REF! |  |  |  | #REF! | #REF! | #REF! | #REF! | #REF! | #REF! | #REF! | #REF! | #REF! | #REF! | #REF! | #REF!
[7 empty] | 0 | 0 | 0 | 0 | 0 | 0 | 0 | 0 | 0 | 0 | 0 | 0 | 0 | 0
Summary Water Distribution | [5 empty] | #REF! | #REF! | #REF! | #REF! | #REF! | #REF! | #REF! | #REF! | #REF! | #REF! | #REF! | #REF!

## Richardson NatG Dist- R&R Proj (hidden)
Fort Richardson Natural Gas Distribution R&R Projects
Project Number: Year 2
Project Title: Upgrade Water System
Year That Payment for Project Will Begin: Year 2 of the 50 Year Contract
Project Description | Year Implemented | Year Payments Begin | Quantity | Unit of Measure | Cost/UOM | Base Constr Cost (no markups) | Contingency | Bonds, Insurance | General Conditions | G & A | Profit | Total Capital Cost | Studies plus Predesign | Design | SDC | Fee on Professional Services | Total Project Cost | Engineering | Construction | GM
[7 empty] | 5% | 2% | 5% | 12.2% | 10% |  | 7.7% | 5% | 3% | 10%
- | #REF! | In Initial Replacements |  |  |  | #REF! | #REF! | #REF! | #REF! | #REF! | #REF! | #REF! | #REF! | #REF! | #REF! | #REF! | #REF! | #REF! | #REF! | #REF!
- | #REF! | In Initial Replacements |  |  |  | #REF! | #REF! | #REF! | #REF! | #REF! | #REF! | #REF! | #REF! | #REF! | #REF! | #REF! | #REF! | #REF! | #REF! | #REF!
- | #REF! | In Initial Replacements |  |  |  | #REF! | #REF! | #REF! | #REF! | #REF! | #REF! | #REF! | #REF! | #REF! | #REF! | #REF! | #REF! | #REF! | #REF! | #REF!
- | #REF! | In Initial Replacements |  |  |  | #REF! | #REF! | #REF! | #REF! | #REF! | #REF! | #REF! | #REF! | #REF! | #REF! | #REF! | #REF!
- | #REF! | In Initial Replacements |  |  |  | #REF! | #REF! | #REF! | #REF! | #REF! | #REF! | #REF! | #REF! | #REF! | #REF! | #REF! | #REF!
| #REF! | #REF! |  |  |  | #REF! | #REF! | #REF! | #REF! | #REF! | #REF! | #REF! | #REF! | #REF! | #REF! | #REF! | #REF!
| #REF! | #REF! |  |  |  | #REF! | #REF! | #REF! | #REF! | #REF! | #REF! | #REF! | #REF! | #REF! | #REF! | #REF! | #REF!
| #REF! | #REF! |  |  |  | #REF! | #REF! | #REF! | #REF! | #REF! | #REF! | #REF! | #REF! | #REF! | #REF! | #REF! | #REF!
| #REF! | #REF! |  |  |  | #REF! | #REF! | #REF! | #REF! | #REF! | #REF! | #REF! | #REF! | #REF! | #REF! | #REF! | #REF!
| #REF! | #REF! |  |  |  | #REF! | #REF! | #REF! | #REF! | #REF! | #REF! | #REF! | #REF! | #REF! | #REF! | #REF! | #REF!
| #REF! | #REF! |  |  |  | #REF! | #REF! | #REF! | #REF! | #REF! | #REF! | #REF! | #REF! | #REF! | #REF! | #REF! | #REF!
| #REF! | #REF! |  |  |  | #REF! | #REF! | #REF! | #REF! | #REF! | #REF! | #REF! | #REF! | #REF! | #REF! | #REF! | #REF!
| #REF! | #REF! |  |  |  | #REF! | #REF! | #REF! | #REF! | #REF! | #REF! | #REF! | #REF! | #REF! | #REF! | #REF! | #REF!
| #REF! | #REF! |  |  |  | #REF! | #REF! | #REF! | #REF! | #REF! | #REF! | #REF! | #REF! | #REF! | #REF! | #REF! | #REF!
| #REF! | #REF! |  |  |  | #REF! | #REF! | #REF! | #REF! | #REF! | #REF! | #REF! | #REF! | #REF! | #REF! | #REF! | #REF!
| #REF! | #REF! |  |  |  | #REF! | #REF! | #REF! | #REF! | #REF! | #REF! | #REF! | #REF! | #REF! | #REF! | #REF! | #REF!
| #REF! | #REF! |  |  |  | #REF! | #REF! | #REF! | #REF! | #REF! | #REF! | #REF! | #REF! | #REF! | #REF! | #REF! | #REF!
| #REF! | #REF! |  |  |  | #REF! | #REF! | #REF! | #REF! | #REF! | #REF! | #REF! | #REF! | #REF! | #REF! | #REF! | #REF!
| #REF! | #REF! |  |  |  | #REF! | #REF! | #REF! | #REF! | #REF! | #REF! | #REF! | #REF! | #REF! | #REF! | #REF! | #REF!
| #REF! | #REF! |  |  |  | #REF! | #REF! | #REF! | #REF! | #REF! | #REF! | #REF! | #REF! | #REF! | #REF! | #REF! | #REF!
| #REF! | #REF! |  |  |  | #REF! | #REF! | #REF! | #REF! | #REF! | #REF! | #REF! | #REF! | #REF! | #REF! | #REF! | #REF!
| #REF! | #REF! |  |  |  | #REF! | #REF! | #REF! | #REF! | #REF! | #REF! | #REF! | #REF! | #REF! | #REF! | #REF! | #REF!
| #REF! | #REF! |  |  |  | #REF! | #REF! | #REF! | #REF! | #REF! | #REF! | #REF! | #REF! | #REF! | #REF! | #REF! | #REF!
| #REF! | #REF! |  |  |  | #REF! | #REF! | #REF! | #REF! | #REF! | #REF! | #REF! | #REF! | #REF! | #REF! | #REF! | #REF!
| #REF! | #REF! |  |  |  | #REF! | #REF! | #REF! | #REF! | #REF! | #REF! | #REF! | #REF! | #REF! | #REF! | #REF! | #REF!
| #REF! | #REF! |  |  |  | #REF! | #REF! | #REF! | #REF! | #REF! | #REF! | #REF! | #REF! | #REF! | #REF! | #REF! | #REF!
| #REF! | #REF! |  |  |  | #REF! | #REF! | #REF! | #REF! | #REF! | #REF! | #REF! | #REF! | #REF! | #REF! | #REF! | #REF!
| #REF! | #REF! |  |  |  | #REF! | #REF! | #REF! | #REF! | #REF! | #REF! | #REF! | #REF! | #REF! | #REF! | #REF! | #REF!
| #REF! | #REF! |  |  |  | #REF! | #REF! | #REF! | #REF! | #REF! | #REF! | #REF! | #REF! | #REF! | #REF! | #REF! | #REF!
| #REF! | #REF! |  |  |  | #REF! | #REF! | #REF! | #REF! | #REF! | #REF! | #REF! | #REF! | #REF! | #REF! | #REF! | #REF!
| #REF! | #REF! |  |  |  | #REF! | #REF! | #REF! | #REF! | #REF! | #REF! | #REF! | #REF! | #REF! | #REF! | #REF! | #REF!
| #REF! | #REF! |  |  |  | #REF! | #REF! | #REF! | #REF! | #REF! | #REF! | #REF! | #REF! | #REF! | #REF! | #REF! | #REF!
| #REF! | #REF! |  |  |  | #REF! | #REF! | #REF! | #REF! | #REF! | #REF! | #REF! | #REF! | #REF! | #REF! | #REF! | #REF!
| #REF! | #REF! |  |  |  | #REF! | #REF! | #REF! | #REF! | #REF! | #REF! | #REF! | #REF! | #REF! | #REF! | #REF! | #REF!
| #REF! | #REF! |  |  |  | #REF! | #REF! | #REF! | #REF! | #REF! | #REF! | #REF! | #REF! | #REF! | #REF! | #REF! | #REF!
| #REF! | #REF! |  |  |  | #REF! | #REF! | #REF! | #REF! | #REF! | #REF! | #REF! | #REF! | #REF! | #REF! | #REF! | #REF!
| #REF! | #REF! |  |  |  | #REF! | #REF! | #REF! | #REF! | #REF! | #REF! | #REF! | #REF! | #REF! | #REF! | #REF! | #REF!
| #REF! | #REF! |  |  |  | #REF! | #REF! | #REF! | #REF! | #REF! | #REF! | #REF! | #REF! | #REF! | #REF! | #REF! | #REF!
| #REF! | #REF! |  |  |  | #REF! | #REF! | #REF! | #REF! | #REF! | #REF! | #REF! | #REF! | #REF! | #REF! | #REF! | #REF!
| #REF! | #REF! |  |  |  | #REF! | #REF! | #REF! | #REF! | #REF! | #REF! | #REF! | #REF! | #REF! | #REF! | #REF! | #REF!
| #REF! | #REF! |  |  |  | #REF! | #REF! | #REF! | #REF! | #REF! | #REF! | #REF! | #REF! | #REF! | #REF! | #REF! | #REF!
| #REF! | #REF! |  |  |  | #REF! | #REF! | #REF! | #REF! | #REF! | #REF! | #REF! | #REF! | #REF! | #REF! | #REF! | #REF!
| #REF! | #REF! |  |  |  | #REF! | #REF! | #REF! | #REF! | #REF! | #REF! | #REF! | #REF! | #REF! | #REF! | #REF! | #REF!
| #REF! | #REF! |  |  |  | #REF! | #REF! | #REF! | #REF! | #REF! | #REF! | #REF! | #REF! | #REF! | #REF! | #REF! | #REF!
| #REF! | #REF! |  |  |  | #REF! | #REF! | #REF! | #REF! | #REF! | #REF! | #REF! | #REF! | #REF! | #REF! | #REF! | #REF!
| #REF! | #REF! |  |  |  | #REF! | #REF! | #REF! | #REF! | #REF! | #REF! | #REF! | #REF! | #REF! | #REF! | #REF! | #REF!
| #REF! | #REF! |  |  |  | #REF! | #REF! | #REF! | #REF! | #REF! | #REF! | #REF! | #REF! | #REF! | #REF! | #REF! | #REF!
| #REF! | #REF! |  |  |  | #REF! | #REF! | #REF! | #REF! | #REF! | #REF! | #REF! | #REF! | #REF! | #REF! | #REF! | #REF!
| #REF! | #REF! |  |  |  | #REF! | #REF! | #REF! | #REF! | #REF! | #REF! | #REF! | #REF! | #REF! | #REF! | #REF! | #REF!
| #REF! | #REF! |  |  |  | #REF! | #REF! | #REF! | #REF! | #REF! | #REF! | #REF! | #REF! | #REF! | #REF! | #REF! | #REF!
| #REF! | #REF! |  |  |  | #REF! | #REF! | #REF! | #REF! | #REF! | #REF! | #REF! | #REF! | #REF! | #REF! | #REF! | #REF!
[7 empty] | 0 | 0 | 0 | 0 | 0 | 0 | 0 | 0 | 0 | 0 | 0 | 0 | 0 | 0
Summary Water Distribution | [5 empty] | #REF! | #REF! | #REF! | #REF! | #REF! | #REF! | #REF! | #REF! | #REF! | #REF! | #REF! | #REF!

## Richardson Water - R&R Proj (hidden)
Fort Richardson Water Distribution R&R Projects
Project Number: Year 2
Project Title: Upgrade Water System
Year That Payment for Project Will Begin: Year 2 of the 50 Year Contract
Project Description | Year Implemented | Year Payments Begin | Quantity | Unit of Measure | Cost/UOM | Base Constr Cost (no markups) | Contingency | Bonds, Insurance | General Conditions | G & A | Profit | Total Capital Cost | Studies plus Predesign | Design | SDC | Fee on Professional Services | Total Project Cost | Engineering | Construction | GM
[7 empty] | 5% | 2% | 5% | 12.2% | 10% |  | 7.7% | 5% | 3% | 10%
- | #REF! | In Initial Replacements |  |  |  | #REF! | #REF! | #REF! | #REF! | #REF! | #REF! | #REF! | #REF! | #REF! | #REF! | #REF! | #REF! | #REF! | #REF! | #REF!
- | #REF! | In Initial Replacements |  |  |  | #REF! | #REF! | #REF! | #REF! | #REF! | #REF! | #REF! | #REF! | #REF! | #REF! | #REF! | #REF! | #REF! | #REF! | #REF!
- | #REF! | In Initial Replacements |  |  |  | #REF! | #REF! | #REF! | #REF! | #REF! | #REF! | #REF! | #REF! | #REF! | #REF! | #REF! | #REF! | #REF! | #REF! | #REF!
- | #REF! | In Initial Replacements |  |  |  | #REF! | #REF! | #REF! | #REF! | #REF! | #REF! | #REF! | #REF! | #REF! | #REF! | #REF! | #REF!
- | #REF! | In Initial Replacements |  |  |  | #REF! | #REF! | #REF! | #REF! | #REF! | #REF! | #REF! | #REF! | #REF! | #REF! | #REF! | #REF!
| #REF! | #REF! |  |  |  | #REF! | #REF! | #REF! | #REF! | #REF! | #REF! | #REF! | #REF! | #REF! | #REF! | #REF! | #REF!
| #REF! | #REF! |  |  |  | #REF! | #REF! | #REF! | #REF! | #REF! | #REF! | #REF! | #REF! | #REF! | #REF! | #REF! | #REF!
| #REF! | #REF! |  |  |  | #REF! | #REF! | #REF! | #REF! | #REF! | #REF! | #REF! | #REF! | #REF! | #REF! | #REF! | #REF!
| #REF! | #REF! |  |  |  | #REF! | #REF! | #REF! | #REF! | #REF! | #REF! | #REF! | #REF! | #REF! | #REF! | #REF! | #REF!
| #REF! | #REF! |  |  |  | #REF! | #REF! | #REF! | #REF! | #REF! | #REF! | #REF! | #REF! | #REF! | #REF! | #REF! | #REF!
| #REF! | #REF! |  |  |  | #REF! | #REF! | #REF! | #REF! | #REF! | #REF! | #REF! | #REF! | #REF! | #REF! | #REF! | #REF!
| #REF! | #REF! |  |  |  | #REF! | #REF! | #REF! | #REF! | #REF! | #REF! | #REF! | #REF! | #REF! | #REF! | #REF! | #REF!
| #REF! | #REF! |  |  |  | #REF! | #REF! | #REF! | #REF! | #REF! | #REF! | #REF! | #REF! | #REF! | #REF! | #REF! | #REF!
| #REF! | #REF! |  |  |  | #REF! | #REF! | #REF! | #REF! | #REF! | #REF! | #REF! | #REF! | #REF! | #REF! | #REF! | #REF!
| #REF! | #REF! |  |  |  | #REF! | #REF! | #REF! | #REF! | #REF! | #REF! | #REF! | #REF! | #REF! | #REF! | #REF! | #REF!
| #REF! | #REF! |  |  |  | #REF! | #REF! | #REF! | #REF! | #REF! | #REF! | #REF! | #REF! | #REF! | #REF! | #REF! | #REF!
| #REF! | #REF! |  |  |  | #REF! | #REF! | #REF! | #REF! | #REF! | #REF! | #REF! | #REF! | #REF! | #REF! | #REF! | #REF!
| #REF! | #REF! |  |  |  | #REF! | #REF! | #REF! | #REF! | #REF! | #REF! | #REF! | #REF! | #REF! | #REF! | #REF! | #REF!
| #REF! | #REF! |  |  |  | #REF! | #REF! | #REF! | #REF! | #REF! | #REF! | #REF! | #REF! | #REF! | #REF! | #REF! | #REF!
| #REF! | #REF! |  |  |  | #REF! | #REF! | #REF! | #REF! | #REF! | #REF! | #REF! | #REF! | #REF! | #REF! | #REF! | #REF!
| #REF! | #REF! |  |  |  | #REF! | #REF! | #REF! | #REF! | #REF! | #REF! | #REF! | #REF! | #REF! | #REF! | #REF! | #REF!
| #REF! | #REF! |  |  |  | #REF! | #REF! | #REF! | #REF! | #REF! | #REF! | #REF! | #REF! | #REF! | #REF! | #REF! | #REF!
| #REF! | #REF! |  |  |  | #REF! | #REF! | #REF! | #REF! | #REF! | #REF! | #REF! | #REF! | #REF! | #REF! | #REF! | #REF!
| #REF! | #REF! |  |  |  | #REF! | #REF! | #REF! | #REF! | #REF! | #REF! | #REF! | #REF! | #REF! | #REF! | #REF! | #REF!
| #REF! | #REF! |  |  |  | #REF! | #REF! | #REF! | #REF! | #REF! | #REF! | #REF! | #REF! | #REF! | #REF! | #REF! | #REF!
| #REF! | #REF! |  |  |  | #REF! | #REF! | #REF! | #REF! | #REF! | #REF! | #REF! | #REF! | #REF! | #REF! | #REF! | #REF!
| #REF! | #REF! |  |  |  | #REF! | #REF! | #REF! | #REF! | #REF! | #REF! | #REF! | #REF! | #REF! | #REF! | #REF! | #REF!
| #REF! | #REF! |  |  |  | #REF! | #REF! | #REF! | #REF! | #REF! | #REF! | #REF! | #REF! | #REF! | #REF! | #REF! | #REF!
| #REF! | #REF! |  |  |  | #REF! | #REF! | #REF! | #REF! | #REF! | #REF! | #REF! | #REF! | #REF! | #REF! | #REF! | #REF!
| #REF! | #REF! |  |  |  | #REF! | #REF! | #REF! | #REF! | #REF! | #REF! | #REF! | #REF! | #REF! | #REF! | #REF! | #REF!
| #REF! | #REF! |  |  |  | #REF! | #REF! | #REF! | #REF! | #REF! | #REF! | #REF! | #REF! | #REF! | #REF! | #REF! | #REF!
| #REF! | #REF! |  |  |  | #REF! | #REF! | #REF! | #REF! | #REF! | #REF! | #REF! | #REF! | #REF! | #REF! | #REF! | #REF!
| #REF! | #REF! |  |  |  | #REF! | #REF! | #REF! | #REF! | #REF! | #REF! | #REF! | #REF! | #REF! | #REF! | #REF! | #REF!
| #REF! | #REF! |  |  |  | #REF! | #REF! | #REF! | #REF! | #REF! | #REF! | #REF! | #REF! | #REF! | #REF! | #REF! | #REF!
| #REF! | #REF! |  |  |  | #REF! | #REF! | #REF! | #REF! | #REF! | #REF! | #REF! | #REF! | #REF! | #REF! | #REF! | #REF!
| #REF! | #REF! |  |  |  | #REF! | #REF! | #REF! | #REF! | #REF! | #REF! | #REF! | #REF! | #REF! | #REF! | #REF! | #REF!
| #REF! | #REF! |  |  |  | #REF! | #REF! | #REF! | #REF! | #REF! | #REF! | #REF! | #REF! | #REF! | #REF! | #REF! | #REF!
| #REF! | #REF! |  |  |  | #REF! | #REF! | #REF! | #REF! | #REF! | #REF! | #REF! | #REF! | #REF! | #REF! | #REF! | #REF!
| #REF! | #REF! |  |  |  | #REF! | #REF! | #REF! | #REF! | #REF! | #REF! | #REF! | #REF! | #REF! | #REF! | #REF! | #REF!
| #REF! | #REF! |  |  |  | #REF! | #REF! | #REF! | #REF! | #REF! | #REF! | #REF! | #REF! | #REF! | #REF! | #REF! | #REF!
| #REF! | #REF! |  |  |  | #REF! | #REF! | #REF! | #REF! | #REF! | #REF! | #REF! | #REF! | #REF! | #REF! | #REF! | #REF!
| #REF! | #REF! |  |  |  | #REF! | #REF! | #REF! | #REF! | #REF! | #REF! | #REF! | #REF! | #REF! | #REF! | #REF! | #REF!
| #REF! | #REF! |  |  |  | #REF! | #REF! | #REF! | #REF! | #REF! | #REF! | #REF! | #REF! | #REF! | #REF! | #REF! | #REF!
| #REF! | #REF! |  |  |  | #REF! | #REF! | #REF! | #REF! | #REF! | #REF! | #REF! | #REF! | #REF! | #REF! | #REF! | #REF!
| #REF! | #REF! |  |  |  | #REF! | #REF! | #REF! | #REF! | #REF! | #REF! | #REF! | #REF! | #REF! | #REF! | #REF! | #REF!
| #REF! | #REF! |  |  |  | #REF! | #REF! | #REF! | #REF! | #REF! | #REF! | #REF! | #REF! | #REF! | #REF! | #REF! | #REF!
| #REF! | #REF! |  |  |  | #REF! | #REF! | #REF! | #REF! | #REF! | #REF! | #REF! | #REF! | #REF! | #REF! | #REF! | #REF!
| #REF! | #REF! |  |  |  | #REF! | #REF! | #REF! | #REF! | #REF! | #REF! | #REF! | #REF! | #REF! | #REF! | #REF! | #REF!
| #REF! | #REF! |  |  |  | #REF! | #REF! | #REF! | #REF! | #REF! | #REF! | #REF! | #REF! | #REF! | #REF! | #REF! | #REF!
| #REF! | #REF! |  |  |  | #REF! | #REF! | #REF! | #REF! | #REF! | #REF! | #REF! | #REF! | #REF! | #REF! | #REF! | #REF!
| #REF! | #REF! |  |  |  | #REF! | #REF! | #REF! | #REF! | #REF! | #REF! | #REF! | #REF! | #REF! | #REF! | #REF! | #REF!
[7 empty] | 0 | 0 | 0 | 0 | 0 | 0 | 0 | 0 | 0 | 0 | 0 | 0 | 0 | 0
Summary Water Distribution | [5 empty] | #REF! | #REF! | #REF! | #REF! | #REF! | #REF! | #REF! | #REF! | #REF! | #REF! | #REF! | #REF!

## Wainwright Summary (hidden)
Doyon Utilities, LLC
Fort Wainwright Utility Inventory and Replacement Cost
Fort Wainwright Summary
Estimate Basis Year |  |  |  | 2007
Year of Implementation |  |  |  | 2008
Note: RCN INCLUDES Contractor Mark-ups and Studies/Enginering Costs to 2058 only | CIP Projects and initial R&R Projects (RCN w. mark-ups and engineering Costs) - from CIP workbook - | RCN (Total w. Enginering) Yrs 6-10 | Capital Investment Yrs 1-10 | RCN (Total w. Enginering) Yrs 11-50 | Total 50 year Capex | RCNLD (Kind-for-Kind) | RCNLD (PDC Harris estimate for 30 Mwe CFB plant | Appraisal Valueation (Capitalized earnings) | OC | OCLD | Purchase Offer | Valuation basis | Average Depreciation Years remaining
| 2009-2013 | 2014-2018 only
Wainwright CHPP only | #REF! | #REF! | #REF! | #REF! | #REF! | #REF! | 18190000 |  | #REF! | #REF! | #REF! | OCLD | #REF!
Wainwright Heat Distribution only | #REF! | #REF! | #REF! | #REF! | #REF! | #REF! | na |  | #REF! | #REF! | #REF! | OCLD | #REF!
Wainwright Utilidors | #REF! | #REF! | #REF! | 0 | #REF! | #REF! | na |  | #REF! | #REF! | #REF! | OCLD | #REF!
Total CHP&P & HDS | #REF! | #REF! | #REF! | #REF! | #REF! | #REF! | 18190000 | 37700000 | #REF! | #REF! | #REF! |  | #REF!
Wainwright Electrical Distribution | 33925661.6583 | 2704087.7181 | 36629749.3764 | 18795289.0939 | 55425038.4703 | 14411690.5441 |  |  | 16384699.7606 | 4605102.583 | 4605100 | OCLD | 16.857
Wainwright Water Distribution | 3425005.8899 | 101990 | 3526995.8899 | 47424079.17 | 50951075.0599 | 23031903.2333 |  |  | 17786031.4617 | 7746729.1338 | 7746700 | OCLD | 19.1849
Wainwright Wastewater Collection | 9637438.65 | 1049081.353 | 10686520.003 | 33873420.4206 | 44559940.4236 | 19164563.2022 |  |  | 9820568.2885 | 4420127.9094 | 4420100 | OCLD | 29.2
Total | #REF! | #REF! | #REF! | #REF! | #REF! | #REF! |  |  | #REF! | #REF! | #REF!
| C/S (20% min) | 35% | #REF! | #REF! | #REF! | [5 empty] | financed by amortization of Purchase debt
| Sub-Debt | 0% | #REF! | #REF! | #REF! | [5 empty] | by internal Depreciation charges (cashflow neurtal)
| Senior Debt | 65% | #REF! | #REF! | #REF!
| (Investment Grade) | 100% | #REF! | #REF! | #REF!
| DOYON Equity | 51% | #REF! | #REF! | #REF!
| FSW Equity | 24.5% | #REF! | #REF! | #REF!
| AES Equity | 24.5% | #REF! | #REF! | #REF!
|  |  | #REF! | #REF! | #REF!
Debt Financed (60%) | #REF! | #REF! | #REF! | #REF! | #REF! | [5 empty] | Contrbution in Add of Construction Tax:
Equity Financed (40%) | #REF! | #REF! | #REF! | #REF! | #REF! | [5 empty] | Purchase Price: | #REF! | OCLD
[11 empty] | Appraisal Value: | 37700000 | earnings mulytiple
[11 empty] | RCNLD (CFB Boiler): | 18190000 | RCNLD (new tech)
Purchase price is based on RCA standard methodology for regulated
utilities based on OCLD. CIAC Tax is not applicable on power & HDS
assets ifthe Proposed purchase price is in excess of FMV or other valuation
methods.
Note on H11: J Shaw: $107,000,000 cost to construt new 30 MWe CHP Plant, with 300,000 k Lb Boiler * .17 historical inflation index = $18.190,000
Note on I14: John Shaw: valuation of heat distrribution system and CHP plant based on expected earnings to building demarcation
Note on O14: John N Shaw: OC avereage years remaining- EXCLUDING Utilidors

## Wainwright CHPP&Dist- R&R Proj (hidden)
Fort Wainwright CHPP and Heat Distribution R&R Projects
Project Number: Year 2
Project Title: Upgrade Water System
Year That Payment for Project Will Begin: Year 2 of the 50 Year Contract
Project Description | Year Implemented | Year Payments Begin | Quantity | Unit of Measure | Cost/UOM | Base Constr Cost (no markups) | Contingency | Bonds, Insurance | General Conditions | G & A | Profit | Total Capital Cost | Studies plus Predesign | Design | SDC | Fee on Professional Services | Total Project Cost | Engineering | Construction | GM
[7 empty] | 5% | 2% | 5% | 12.2% | 10% |  | 7.7% | 5% | 3% | 10%
- | 2008 | In Initial Replacements |  |  |  | 0 | 0 | 0 | 0 | 0 | 0 | 0 | 0 | 0 | 0 | 0 | 0 | 0 | 0 | 0
- | 2009 | In Initial Replacements |  |  |  | 12350 | 617.5 | 259.35 | 661.3425 | 1694.3595 | 1558.2552 | 17140.8072 | 1319.8422 | 857.0404 | 514.2242 | 269.1107 | 20101.0246 | 0 | 0 | 0
- | 2010 | In Initial Replacements |  |  |  | 0 | 0 | 0 | 0 | 0 | 0 | 0 | 0 | 0 | 0 | 0 | 0 | 0 | 0 | 0
- | 2011 | In Initial Replacements |  |  |  | 0 | 0 | 0 | 0 | 0 | 0 | 0 | 0 | 0 | 0 | 0 | 0
- | 2012 | In Initial Replacements |  |  |  | 0 | 0 | 0 | 0 | 0 | 0 | 0 | 0 | 0 | 0 | 0 | 0
| 2013 | 2014 |  |  |  | 0 | 0 | 0 | 0 | 0 | 0 | 0 | 0 | 0 | 0 | 0 | 0
| 2014 | 2015 |  |  |  | 0 | 0 | 0 | 0 | 0 | 0 | 0 | 0 | 0 | 0 | 0 | 0
| 2015 | 2016 |  |  |  | 0 | 0 | 0 | 0 | 0 | 0 | 0 | 0 | 0 | 0 | 0 | 0
| 2016 | 2017 |  |  |  | 0 | 0 | 0 | 0 | 0 | 0 | 0 | 0 | 0 | 0 | 0 | 0
| 2017 | 2018 |  |  |  | 0 | 0 | 0 | 0 | 0 | 0 | 0 | 0 | 0 | 0 | 0 | 0
| 2018 | 2019 |  |  |  | 0 | 0 | 0 | 0 | 0 | 0 | 0 | 0 | 0 | 0 | 0 | 0
| 2019 | 2020 |  |  |  | 0 | 0 | 0 | 0 | 0 | 0 | 0 | 0 | 0 | 0 | 0 | 0
| 2020 | 2021 |  |  |  | 0 | 0 | 0 | 0 | 0 | 0 | 0 | 0 | 0 | 0 | 0 | 0
| 2021 | 2022 |  |  |  | 0 | 0 | 0 | 0 | 0 | 0 | 0 | 0 | 0 | 0 | 0 | 0
| 2022 | 2023 |  |  |  | 0 | 0 | 0 | 0 | 0 | 0 | 0 | 0 | 0 | 0 | 0 | 0
| 2023 | 2024 |  |  |  | 0 | 0 | 0 | 0 | 0 | 0 | 0 | 0 | 0 | 0 | 0 | 0
| 2024 | 2025 |  |  |  | 0 | 0 | 0 | 0 | 0 | 0 | 0 | 0 | 0 | 0 | 0 | 0
| 2025 | 2026 |  |  |  | 0 | 0 | 0 | 0 | 0 | 0 | 0 | 0 | 0 | 0 | 0 | 0
| 2026 | 2027 |  |  |  | 0 | 0 | 0 | 0 | 0 | 0 | 0 | 0 | 0 | 0 | 0 | 0
| 2027 | 2028 |  |  |  | 0 | 0 | 0 | 0 | 0 | 0 | 0 | 0 | 0 | 0 | 0 | 0
| 2028 | 2029 |  |  |  | 0 | 0 | 0 | 0 | 0 | 0 | 0 | 0 | 0 | 0 | 0 | 0
| 2029 | 2030 |  |  |  | 0 | 0 | 0 | 0 | 0 | 0 | 0 | 0 | 0 | 0 | 0 | 0
| 2030 | 2031 |  |  |  | 0 | 0 | 0 | 0 | 0 | 0 | 0 | 0 | 0 | 0 | 0 | 0
| 2031 | 2032 |  |  |  | 0 | 0 | 0 | 0 | 0 | 0 | 0 | 0 | 0 | 0 | 0 | 0
| 2032 | 2033 |  |  |  | 0 | 0 | 0 | 0 | 0 | 0 | 0 | 0 | 0 | 0 | 0 | 0
| 2033 | 2034 |  |  |  | 0 | 0 | 0 | 0 | 0 | 0 | 0 | 0 | 0 | 0 | 0 | 0
| 2034 | 2035 |  |  |  | 0 | 0 | 0 | 0 | 0 | 0 | 0 | 0 | 0 | 0 | 0 | 0
| 2035 | 2036 |  |  |  | 0 | 0 | 0 | 0 | 0 | 0 | 0 | 0 | 0 | 0 | 0 | 0
| 2036 | 2037 |  |  |  | 0 | 0 | 0 | 0 | 0 | 0 | 0 | 0 | 0 | 0 | 0 | 0
| 2037 | 2038 |  |  |  | 0 | 0 | 0 | 0 | 0 | 0 | 0 | 0 | 0 | 0 | 0 | 0
| 2038 | 2039 |  |  |  | 0 | 0 | 0 | 0 | 0 | 0 | 0 | 0 | 0 | 0 | 0 | 0
| 2039 | 2040 |  |  |  | 0 | 0 | 0 | 0 | 0 | 0 | 0 | 0 | 0 | 0 | 0 | 0
| 2040 | 2041 |  |  |  | 0 | 0 | 0 | 0 | 0 | 0 | 0 | 0 | 0 | 0 | 0 | 0
| 2041 | 2042 |  |  |  | 0 | 0 | 0 | 0 | 0 | 0 | 0 | 0 | 0 | 0 | 0 | 0
| 2042 | 2043 |  |  |  | 0 | 0 | 0 | 0 | 0 | 0 | 0 | 0 | 0 | 0 | 0 | 0
| 2043 | 2044 |  |  |  | 0 | 0 | 0 | 0 | 0 | 0 | 0 | 0 | 0 | 0 | 0 | 0
| 2044 | 2045 |  |  |  | 0 | 0 | 0 | 0 | 0 | 0 | 0 | 0 | 0 | 0 | 0 | 0
| 2045 | 2046 |  |  |  | 0 | 0 | 0 | 0 | 0 | 0 | 0 | 0 | 0 | 0 | 0 | 0
| 2046 | 2047 |  |  |  | 0 | 0 | 0 | 0 | 0 | 0 | 0 | 0 | 0 | 0 | 0 | 0
| 2047 | 2048 |  |  |  | 0 | 0 | 0 | 0 | 0 | 0 | 0 | 0 | 0 | 0 | 0 | 0
| 2048 | 2049 |  |  |  | 0 | 0 | 0 | 0 | 0 | 0 | 0 | 0 | 0 | 0 | 0 | 0
| 2049 | 2050 |  |  |  | 0 | 0 | 0 | 0 | 0 | 0 | 0 | 0 | 0 | 0 | 0 | 0
| 2050 | 2051 |  |  |  | 0 | 0 | 0 | 0 | 0 | 0 | 0 | 0 | 0 | 0 | 0 | 0
| 2051 | 2052 |  |  |  | 0 | 0 | 0 | 0 | 0 | 0 | 0 | 0 | 0 | 0 | 0 | 0
| 2052 | 2053 |  |  |  | 0 | 0 | 0 | 0 | 0 | 0 | 0 | 0 | 0 | 0 | 0 | 0
| 2053 | 2054 |  |  |  | 0 | 0 | 0 | 0 | 0 | 0 | 0 | 0 | 0 | 0 | 0 | 0
| 2054 | 2055 |  |  |  | 0 | 0 | 0 | 0 | 0 | 0 | 0 | 0 | 0 | 0 | 0 | 0
| 2055 | 2056 |  |  |  | 0 | 0 | 0 | 0 | 0 | 0 | 0 | 0 | 0 | 0 | 0 | 0
| 2056 | 2057 |  |  |  | 0 | 0 | 0 | 0 | 0 | 0 | 0 | 0 | 0 | 0 | 0 | 0
| 2057 | 2058 |  |  |  | 0 | 0 | 0 | 0 | 0 | 0 | 0 | 0 | 0 | 0 | 0 | 0
| 2058 | 2059 |  |  |  | 0 | 0 | 0 | 0 | 0 | 0 | 0 | 0 | 0 | 0 | 0 | 0
[7 empty] | 0 | 0 | 0 | 0 | 0 | 0 | 0 | 0 | 0 | 0 | 0 | 0 | 0 | 0
Summary Water Distribution | [5 empty] | 12350 | 617.5 | 259.35 | 661.3425 | 1694.3595 | 1558.2552 | 17140.8072 | 1319.8422 | 857.0404 | 514.2242 | 269.1107 | 20101.0246

## CM Cost Estimating Worksheet
Doyon Utilities, LLC
Project Estimating Worksheet
FTW 336A Aircraft Parts Storage RFP FWA-09-021
Asset Type X= linear | Item | Year Inst | Qty |  | Unit Cost | RCN | Contractors Mark-ups % |  |  |  |  | Contractors Mark-ups $ |  |  |  |  | RCN (Total Installed) | Engineering Services % |  |  |  | Engineering Services $'s |  |  |  | RCN (Total w. Enginering) | Design Life | RCNLD | Historical Inflation Index | OC | OCLD | RYN (Repl Year New) | Source | Notes | RDL Repl. Design Life | MMC Major Maintenance Cost | MMY Major Maintenance Start Year | MMD Major Maintenance Program Duration (yrs) | Comments | Condition Rating (Poor, Fair, Good) | Condition Rating Comments | Condition Rating (Poor, Fair, Good)
| Provide EDS engineering costs for the FTW 336A Aircraft parts Storage Building. | [5 empty] | Contingency | Bonds & Insurance | General Conditions | Contractors G&A | Contractors Profit | Contingency | Bonds & Insurance | General Conditions | Contractors G&A | Contractors Profit |  | Studies & Pre-Design | Design | Services During Construction(3%) & Commissioning (2%) | Fee's on Studies & Design | Studies & Pre-Design | Design | Services During Construction | Fee's on Studies & Design
| EDS | [5 empty] | 5% | 2% | 5% | 12.2% | 10% | [6 empty] | 5% | 5% | 5% | 10%
| Engineering EDS Area Lights & HBO Feed | 2009 | 1 | ea | 3500 | 3500 | 5% | 2% | 5% | 12.2% | 10% | 175 | 73.5 | 187.425 | 480.1829 | 441.6108 | 4857.7186 | 5% | 5% | 5% | 10% | 242.8859 | 242.8859 | 242.8859 | 48.5772 | 5634.9536 | 50 | 5747.6527 | 1.0404 | 0 | 0 | 2009 |  |  | 50
| Engineering EDS Building Service | 2009 | 1 | ea | 8750 | 8850 | 5% | 2% | 5% | 12.2% | 10% | 442.5 | 185.85 | 473.9175 | 1214.1766 | 1116.6444 | 12283.0885 | 5% | 5% | 5% | 10% | 614.1544 | 614.1544 | 614.1544 | 122.8309 | 14248.3827 | 50 | 14533.3504 | 1.0404 | 0 | 0 | 2009 |  |  | 50
| Total Phase 1 Project Cost |  |  |  |  | 12350 | [10 empty] | 17140.8072 | [5 empty] | Total CPM & Commissioning | 857.0404 |  | 19883.3363
*
Note on AG5: John Shaw: Default condition is year installed plus ODL
Note on AJ5: John Shaw: uses orginal design life as default unless overriden by new entry

## Wainwright Electrical Dist (hidden)
Doyon Utilities, LLC
Fort Wainwright Utility Inventory and Replacement Cost
Fort Wainwright Electrical Distribution System
| Item | Year Inst | Quantity |  | Unit Cost | RCN | Contractors Mark-ups % |  |  |  |  | Contractors Mark-ups $ |  |  |  |  | RCN (Total Installed) | Engineering Services % |  |  |  | Engineering Services $'s |  |  |  | RCN (Total w. Enginering) | Design Life | RCNLD | Historical Inflation Index | OC | OCLD | RYN (Repl Year New) | Source | Notes | RDL Repl. Design Life | MMC Major Maintenance Cost | MMY Major Maintenance Start Year | MMD Major Maintenance Program Duration (yrs) | Comments | Condition Rating (Poor, Fair, Good) | Condition Rating Comments | Condition Rating (Poor, Fair, Good)
[7 empty] | Contingency | Bonds & Insurance | General Conditions | Contractors G&A | Contractors Profit | Contingency | Bonds & Insurance | General Conditions | Contractors G&A | Contractors Profit |  | Studies & Pre-Design | Design | Services During Construction (3%) & Commissioning (2%) >$150,000 | Fee's on Studies & Design | Studies & Pre-Design | Design | Services During Construction | Fee's on Studies & Design
[7 empty] | 5% | 2% | 5% | 12.2% | 10% | [6 empty] | 7.7% | 5% | 5% | 10%
DISTRIBUTION SYSTEM
CANTONMENT AREA (NON-HOUSING)
Overhead Lines _ Replace All Overhead Facilities -(ECU4)
| 3 Ph. - Open Wire, Large | 1982 | 46728 | lf | 33 | 1542024 | 5% | 2% | 5% | 12.2% | 10% | 77101.2 | 32382.504 | 82575.3852 | 211558.1369 | 194564.1226 | 2140205.3487 | 7.7% | 5% | 5% | 10% | 164795.8118 | 107010.2674 | 107010.2674 | 27180.6079 | 2546202.3033 | 50 | 1222177.1056 | 0.54224 | 1380652.563 | 662713.2302 | 2032 |  |  | 50
| 3 Ph. - Open Wire, Small (yr 1) | 1966 | 86043.08 | lf | 32.984 | 2838044.9507 | 5% | 2% | 5% | 12.2% | 10% | 141902.2475 | 59598.944 | 151977.3071 | 389365.8608 | 358088.931 | 3938978.2412 | 7.7% | 5% | 5% | 10% | 303301.3246 | 196948.9121 | 196948.9121 | 50025.0237 | 4686202.4135 | 35 | 0 | 0.20034 | 938831.0019 | 0 | 2008 |  |  | 50 |  |  |  | ECU4
| 3 Ph. - Open Wire, Small (yr 2) | 1966 | 86043.08 | lf | 32.984 | 2838044.9507 | 5% | 2% | 5% | 12.2% | 10% | 141902.2475 | 59598.944 | 151977.3071 | 389365.8608 | 358088.931 | 3938978.2412 | 7.7% | 5% | 5% | 10% | 303301.3246 | 196948.9121 | 196948.9121 | 50025.0237 | 4686202.4135 | 35 | 0 | 0.20034 | 938831.0019 | 0 | 2009 |  |  | 50 |  |  |  | ECU4
| 1 Ph. - Open Wire | 1975 | 18216 | lf | 27.664 | 503927.424 | 5% | 2% | 5% | 12.2% | 10% | 25196.3712 | 10582.4759 | 26985.3136 | 69136.3733 | 63582.7958 | 699410.7538 | 7.7% | 5% | 5% | 10% | 53854.628 | 34970.5377 | 34970.5377 | 8882.5166 | 832088.9738 | 35 | 47547.9414 | 0.32044 | 266638.2508 | 15236.4715 | 2008 |  |  | 50 |  |  |  | ECU4
| Gang Operated Air Break Switch | 1985 | 40 | ea | 1000 | 40000 | 5% | 2% | 5% | 12.2% | 10% | 2000 | 840 | 2142 | 5487.804 | 5046.9804 | 55516.7844 | 7.7% | 5% | 3% | 10% | 4274.7924 | 2775.8392 | 1665.5035 | 705.0632 | 64937.9827 | 35 | 22264.4512 | 0.60685 | 39407.9355 | 13511.2922 | 2008 |  |  | 50 |  |  |  | ECU4
| Secondary | 1979 | 61300.8 | lf | 17.024 | 1043584.8192 | 5% | 2% | 5% | 12.2% | 10% | 52179.241 | 21915.2812 | 55883.9671 | 143174.7236 | 131673.8032 | 1448411.8353 | 7.7% | 5% | 5% | 10% | 111527.7113 | 72420.5918 | 72420.5918 | 18394.8303 | 1723175.5604 | 35 | 295401.5246 | 0.42633 | 734637.1537 | 125937.7978 | 2008 |  |  | 50 |  |  |  | ECU4
Underground Lines
| 3 Ph. - Large | 1990 | 1056 | lf | 39 | 41184 | 5% | 2% | 5% | 12.2% | 10% | 2059.2 | 864.864 | 2205.4032 | 5650.243 | 5196.371 | 57160.0812 | 7.7% | 5% | 3% | 10% | 4401.3263 | 2858.0041 | 1714.8024 | 725.933 | 66860.147 | 40 | 36773.0809 | 0.70978 | 47455.9008 | 26100.7454 | 2030 |  |  | 40
| 3 Ph. - Small | 1973 | 14308.8 | lf | 33 | 472190.4 | 5% | 2% | 5% | 12.2% | 10% | 23609.52 | 9915.9984 | 25285.7959 | 64782.2091 | 59578.3923 | 655362.3158 | 7.7% | 5% | 5% | 10% | 50462.8983 | 32768.1158 | 32768.1158 | 8323.1014 | 779684.5471 | 40 | 97460.5684 | 0.27211 | 212157.1977 | 26519.6497 | 2013 |  |  | 40
| 1 Ph. Direct Buried | 1973 | 2164.8 | lf | 17 | 36801.6 | 5% | 2% | 5% | 12.2% | 10% | 1840.08 | 772.8336 | 1970.7257 | 5048.9992 | 4643.4238 | 51077.6623 | 7.7% | 5% | 3% | 10% | 3932.98 | 2553.8831 | 1532.3299 | 648.6863 | 59745.5416 | 40 | 7468.1927 | 0.27211 | 16257.1475 | 2032.1434 | 2013 |  |  | 40
| Duct | 1973 | 2164.8 | lf | 50 | 108240 | 5% | 2% | 5% | 12.2% | 10% | 5412 | 2273.04 | 5796.252 | 14849.9976 | 13657.129 | 150228.4186 | 7.7% | 5% | 5% | 10% | 11567.5882 | 7511.4209 | 7511.4209 | 1907.9009 | 178726.7496 | 85 | 105133.3821 | 0.27211 | 48632.7022 | 28607.4719 | 2058 |  |  | 85
| Pad Mtd. Sectionalizing Switch (ERR2) | 1970 | 1 | ea | 40000 | 40000 | 5% | 2% | 5% | 12.2% | 10% | 2000 | 840 | 2142 | 5487.804 | 5046.9804 | 55516.7844 | 7.7% | 5% | 3% | 10% | 4274.7924 | 2775.8392 | 1665.5035 | 705.0632 | 64937.9827 | 40 | 3246.8991 | 0.23594 | 15321.1562 | 766.0578 | 2010 |  |  | 40 |  |  |  | In Initial R&R.
| Secondary | 1981 | 5068.8 | lf | 19 | 96307.2 | 5% | 2% | 5% | 12.2% | 10% | 4815.36 | 2022.4512 | 5157.2506 | 13212.8759 | 12151.5138 | 133666.6515 | 7.7% | 5% | 5% | 10% | 10292.3322 | 6683.3326 | 6683.3326 | 1697.5665 | 159023.2152 | 40 | 51682.545 | 0.50755 | 80711.9807 | 26231.3937 | 2021 |  |  | 40
Transformers: Pole Type
| 15 kVA & Smaller | 1978 | 176 | ea | 3200 | 563200 | 5% | 2% | 5% | 12.2% | 10% | 28160 | 11827.2 | 30159.36 | 77268.2803 | 71061.484 | 781676.3244 | 7.7% | 5% | 5% | 10% | 60189.077 | 39083.8162 | 39083.8162 | 9927.2893 | 929960.3231 | 40 | 232490.0808 | 0.3955 | 367799.0697 | 91949.7674 | 2018 |  |  | 40
| 25 kVA | 1980 | 191 | ea | 3700 | 706700 | 5% | 2% | 5% | 12.2% | 10% | 35335 | 14840.7 | 37843.785 | 96955.7772 | 89167.5262 | 980842.7884 | 7.7% | 5% | 5% | 10% | 75524.8947 | 49042.1394 | 49042.1394 | 12456.7034 | 1166908.6653 | 40 | 350072.5996 | 0.46299 | 540269.388 | 162080.8164 | 2020 |  |  | 40
| 37.5 kVA | 1978 | 82 | ea | 4500 | 369000 | 5% | 2% | 5% | 12.2% | 10% | 18450 | 7749 | 19759.95 | 50624.9919 | 46558.3942 | 512142.3361 | 7.7% | 5% | 5% | 10% | 39434.9599 | 25607.1168 | 25607.1168 | 6504.2077 | 609295.7372 | 40 | 152323.9343 | 0.3955 | 240976.3081 | 60244.077 | 2018 |  |  | 40
| 50 kVA | 1979 | 118 | ea | 5800 | 684400 | 5% | 2% | 5% | 12.2% | 10% | 34220 | 14372.4 | 36649.62 | 93896.3264 | 86353.8346 | 949892.1811 | 7.7% | 5% | 5% | 10% | 73141.6979 | 47494.6091 | 47494.6091 | 12063.6307 | 1130086.7278 | 40 | 310773.8502 | 0.42633 | 481787.0658 | 132491.4431 | 2019 |  |  | 40
| 75 kVA | 1979 | 64 | ea | 9500 | 608000 | 5% | 2% | 5% | 12.2% | 10% | 30400 | 12768 | 32558.4 | 83414.6208 | 76714.1021 | 843855.1229 | 7.7% | 5% | 5% | 10% | 64976.8445 | 42192.7561 | 42192.7561 | 10716.9601 | 1003934.4397 | 40 | 276081.9709 | 0.42633 | 428004.8744 | 117701.3405 | 2019 |  |  | 40
| 100 kVA - replace transformers (ERR1) | 1977 | 42 | ea | 9500 | 399000 | 5% | 2% | 5% | 12.2% | 10% | 19950 | 8379 | 21366.45 | 54740.8449 | 50343.6295 | 553779.9244 | 7.7% | 5% | 5% | 10% | 42641.0542 | 27688.9962 | 27688.9962 | 7033.005 | 658831.976 | 40 | 148237.1946 | 0.37034 | 243994.6559 | 54898.7976 | 2010 |  |  | 40 |  |  |  | Initial R & R, ERR1
Transformers: Pad-Mount
| 1P - 15 kVA & Smaller | 1979 | 8 | ea | 2975 | 23800 | 5% | 2% | 5% | 12.2% | 10% | 1190 | 499.8 | 1274.49 | 3265.2434 | 3002.9533 | 33032.4867 | 7.7% | 5% | 3% | 10% | 2543.5015 | 1651.6243 | 990.9746 | 419.5126 | 38638.0997 | 40 | 10625.4774 | 0.42633 | 16472.485 | 4529.9334 | 2019 |  |  | 40
| 1P - 25 kVA - Replace ERR1 | 1971 | 10 | ea | 3200 | 32000 | 5% | 2% | 5% | 12.2% | 10% | 1600 | 672 | 1713.6 | 4390.2432 | 4037.5843 | 44413.4275 | 7.7% | 5% | 3% | 10% | 3419.8339 | 2220.6714 | 1332.4028 | 564.0505 | 51950.3862 | 40 | 3896.279 | 0.24818 | 12893.2601 | 966.9945 | 2011 |  |  | 40 |  |  |  | In Initial R&R.
| 1P - 50 kVA - Replace ERR1 | 1971 | 3 | ea | 5800 | 17400 | 5% | 2% | 5% | 12.2% | 10% | 870 | 365.4 | 931.77 | 2387.1947 | 2195.4365 | 24149.8012 | 7.7% | 5% | 3% | 10% | 1859.5347 | 1207.4901 | 724.494 | 306.7025 | 28248.0225 | 40 | 2118.6017 | 0.24818 | 7010.7102 | 525.8033 | 2011 |  |  | 40 |  |  |  | In Initial R&R.
| 1P - 75 kVA - Replace ERR1 | 1970 | 2 | ea | 9500 | 19000 | 5% | 2% | 5% | 12.2% | 10% | 950 | 399 | 1017.45 | 2606.7069 | 2397.3157 | 26370.4726 | 7.7% | 5% | 3% | 10% | 2030.5264 | 1318.5236 | 791.1142 | 334.905 | 30845.5418 | 40 | 1542.2771 | 0.23594 | 7277.5492 | 363.8775 | 2010 |  |  | 40 |  |  |  | In Initial R&R.
| 1P - 100 kVA - Replace ERR1 | 1974 | 4 | ea | 13267 | 53068 | 5% | 2% | 5% | 12.2% | 10% | 2653.4 | 1114.428 | 2841.7914 | 7280.6696 | 6695.8289 | 73654.1179 | 7.7% | 5% | 3% | 10% | 5671.3671 | 3682.7059 | 2209.6235 | 935.4073 | 86153.2217 | 40 | 12922.9832 | 0.29143 | 25107.2191 | 3766.0829 | 2011 |  |  | 40
| 1P - 167 kVA - Replace ERR1 | 1970 | 2 | ea | 15000 | 30000 | 5% | 2% | 5% | 12.2% | 10% | 1500 | 630 | 1606.5 | 4115.853 | 3785.2353 | 41637.5883 | 7.7% | 5% | 3% | 10% | 3206.0943 | 2081.8794 | 1249.1276 | 528.7974 | 48703.487 | 40 | 2435.1744 | 0.23594 | 11490.8671 | 574.5434 | 2010 |  |  | 40 |  |  |  | In Initial R&R.
| 1P - 833 kVA | 1980 | 6 | ea | 22500 | 135000 | 5% | 2% | 5% | 12.2% | 10% | 6750 | 2835 | 7229.25 | 18521.3385 | 17033.5589 | 187369.1473 | 7.7% | 5% | 5% | 10% | 14427.4243 | 9368.4574 | 9368.4574 | 2379.5882 | 222913.0746 | 40 | 66873.9224 | 0.46299 | 103206.9724 | 30962.0917 | 2020 |  |  | 40
| 3P - 150 kVA - Replace ERR1 | 1979 | 3 | ea | 14300 | 42900 | 5% | 2% | 5% | 12.2% | 10% | 2145 | 900.9 | 2297.295 | 5885.6698 | 5412.8865 | 59541.7513 | 7.7% | 5% | 3% | 10% | 4584.7148 | 2977.0876 | 1786.2525 | 756.1802 | 69645.9865 | 40 | 19152.6463 | 0.42633 | 29692.0003 | 8165.3001 | 2019 |  |  | 40
| 3P - 225 kVA | 1974 | 10 | ea | 17571 | 175710 | 5% | 2% | 5% | 12.2% | 10% | 8785.5 | 3689.91 | 9409.2705 | 24106.551 | 22170.1232 | 243871.3547 | 7.7% | 5% | 5% | 10% | 18778.0943 | 12193.5677 | 12193.5677 | 3097.1662 | 290133.7507 | 40 | 43520.0626 | 0.29143 | 84552.2836 | 12682.8425 | 2014 |  |  | 40
| 3P - 300 kVA | 1980 | 6 | ea | 20300 | 121800 | 5% | 2% | 5% | 12.2% | 10% | 6090 | 2557.8 | 6522.39 | 16710.3632 | 15368.0553 | 169048.6085 | 7.7% | 5% | 5% | 10% | 13016.7429 | 8452.4304 | 8452.4304 | 2146.9173 | 201117.1295 | 40 | 60335.1389 | 0.46299 | 93115.624 | 27934.6872 | 2020 |  |  | 40
| 3P - 500 kVA | 1982 | 12 | ea | 21724 | 260688 | 5% | 2% | 5% | 12.2% | 10% | 13034.4 | 5474.448 | 13959.8424 | 35765.1162 | 32892.1807 | 361813.9873 | 7.7% | 5% | 5% | 10% | 27859.677 | 18090.6994 | 18090.6994 | 4595.0376 | 430450.1007 | 40 | 150657.5352 | 0.54224 | 233407.2332 | 81692.5316 | 2022 |  |  | 40
| 3P - 750 kVA | 1979 | 11 | ea | 28500 | 313500 | 5% | 2% | 5% | 12.2% | 10% | 15675 | 6583.5 | 16787.925 | 43010.6638 | 39555.7089 | 435112.7977 | 7.7% | 5% | 5% | 10% | 33503.6854 | 21755.6399 | 21755.6399 | 5525.9325 | 517653.6955 | 40 | 142354.7663 | 0.42633 | 220690.0134 | 60689.7537 | 2019 |  |  | 40
| 3P - 1000 kVA | 1986 | 4 | ea | 46000 | 184000 | 5% | 2% | 5% | 12.2% | 10% | 9200 | 3864 | 9853.2 | 25243.8984 | 23216.1098 | 255377.2082 | 7.7% | 5% | 5% | 10% | 19664.045 | 12768.8604 | 12768.8604 | 3243.2905 | 303822.2646 | 40 | 136720.0191 | 0.62132 | 188771.8943 | 84947.3524 | 2026 |  |  | 40
| 3P - 2000 kVA | 1991 | 1 | ea | 46000 | 46000 | 5% | 2% | 5% | 12.2% | 10% | 2300 | 966 | 2463.3 | 6310.9746 | 5804.0275 | 63844.3021 | 7.7% | 5% | 3% | 10% | 4916.0113 | 3192.2151 | 1915.3291 | 810.8226 | 74678.6801 | 40 | 42940.2411 | 0.736 | 54963.7136 | 31604.1353 | 2031 |  |  | 40
Street Lights
| Street Light Circuits - ECU4 | 1980 | 54172.8 | lf | 17.024 | 922237.7472 | 5% | 2% | 5% | 12.2% | 10% | 46111.8874 | 19366.9927 | 49385.8314 | 126526.5 | 116362.8959 | 1279991.8544 | 7.7% | 5% | 5% | 10% | 98559.3728 | 63999.5927 | 63999.5927 | 16255.8966 | 1522806.3092 | 50 | 670034.7761 | 0.46299 | 705047.1533 | 310220.7474 | 2030 |  |  | 50
| Fixtures with Poles (no conductor on map) | 1980 | 361 | ea | 1000 | 361000 | 5% | 2% | 5% | 12.2% | 10% | 18050 | 7581 | 19331.55 | 49527.4311 | 45548.9981 | 501038.9792 | 7.7% | 5% | 5% | 10% | 38580.0014 | 25051.949 | 25051.949 | 6363.195 | 596086.0736 | 50 | 262277.8724 | 0.46299 | 275983.0891 | 121432.5592 | 2030 |  |  | 50
| Fixtures without Poles | 1977 | 248 | ea | 500 | 124000 | 5% | 2% | 5% | 12.2% | 10% | 6200 | 2604 | 6640.2 | 17012.1924 | 15645.6392 | 172102.0316 | 7.7% | 5% | 5% | 10% | 13251.8564 | 8605.1016 | 8605.1016 | 2185.6958 | 204749.787 | 50 | 77804.9191 | 0.37034 | 75827.9131 | 28814.607 | 2027 |  |  | 50
| Fixtures with Poles -ECU4 | 1979 | 181 | ea | 1000 | 181000 | 5% | 2% | 5% | 12.2% | 10% | 9050 | 3801 | 9692.55 | 24832.3131 | 22837.5863 | 251213.4494 | 7.7% | 5% | 5% | 10% | 19343.4356 | 12560.6725 | 12560.6725 | 3190.4108 | 298868.6408 | 50 | 125524.8291 | 0.42633 | 127415.9248 | 53514.6884 | 2029 |  |  | 50
Emergency Generators
| Hospital Generator (Building 4065) - 400-kW | 1997 | 2 | ea | 350000 | 700000 | 0% | 0% | 0% | 0% | 0% | 0 | 0 | 0 | 0 | 0 | 700000 | 0% | 0% | 5% | 0% | 0 | 0 | 35000 | 0 | 735000 | 50 | 573300 | 0.83605 | 614496.1154 | 479306.97 | 2047 |  |  | 50
| MP Station Generator (Building 3028) - 15-kW | 1976 | 1 | ea | 5700 | 5700 | 0% | 0% | 0% | 0% | 0% | 0 | 0 | 0 | 0 | 0 | 5700 | 0% | 0% | 3% | 0% | 0 | 0 | 171 | 0 | 5871 | 50 | 2113.56 | 0.34354 | 2016.9508 | 726.1023 | 2026 |  |  | 50
| Fire Station #1 Generator (Building 3004) - 25-kW | 1993 | 1 | ea | 18000 | 18000 | 0% | 0% | 0% | 0% | 0% | 0 | 0 | 0 | 0 | 0 | 18000 | 0% | 0% | 3% | 0% | 0 | 0 | 540 | 0 | 18540 | 50 | 12978 | 0.77209 | 14314.5818 | 10020.2072 | 2043 |  |  | 50
| Coded Message Center Generator (Building 3407) - 60-kW | 2001 | 1 | ea | 27750 | 27750 | 0% | 0% | 0% | 0% | 0% | 0 | 0 | 0 | 0 | 0 | 27750 | 0% | 0% | 3% | 0% | 0 | 0 | 832.5 | 0 | 28582.5 | 50 | 24580.95 | 0.888 | 25381.3802 | 21827.987 | 2051 |  |  | 50
| Commissary Generator (Building 3703) - 25-kW | 1989 | 1 | ea | 18000 | 18000 | 0% | 0% | 0% | 0% | 0% | 0 | 0 | 0 | 0 | 0 | 18000 | 0% | 0% | 3% | 0% | 0 | 0 | 540 | 0 | 18540 | 50 | 11494.8 | 0.6838 | 12677.6715 | 7860.1564 | 2039 |  |  | 50
| Runway Lighting Generator (Building 1563) - 150-kW | 1970 | 1 | ea | 20250 | 20250 | 0% | 0% | 0% | 0% | 0% | 0 | 0 | 0 | 0 | 0 | 20250 | 0% | 0% | 3% | 0% | 0 | 0 | 607.5 | 0 | 20857.5 | 50 | 5005.8 | 0.23594 | 4921.0185 | 1181.0444 | 2020 |  |  | 50
| Control Tower Generator (Building 1580) - 100-kW | 1982 | 1 | ea | 25350 | 25350 | 0% | 0% | 0% | 0% | 0% | 0 | 0 | 0 | 0 | 0 | 25350 | 0% | 0% | 3% | 0% | 0 | 0 | 760.5 | 0 | 26110.5 | 50 | 12533.04 | 0.54224 | 14158.1557 | 6795.9148 | 2032 |  |  | 50
| Army Headquarters Generator (Building 1555) - 200-kW | 1993 | 1 | ea | 43875 | 43875 | 0% | 0% | 0% | 0% | 0% | 0 | 0 | 0 | 0 | 0 | 43875 | 0% | 0% | 3% | 0% | 0 | 0 | 1316.25 | 0 | 45191.25 | 50 | 31633.875 | 0.77209 | 34891.793 | 24424.2551 | 2043 |  |  | 50
| Command Center Generator (Building 1060) - 250-kW | 1993 | 1 | ea | 44250 | 44250 | 0% | 0% | 0% | 0% | 0% | 0 | 0 | 0 | 0 | 0 | 44250 | 0% | 0% | 3% | 0% | 0 | 0 | 1327.5 | 0 | 45577.5 | 50 | 31904.25 | 0.77209 | 35190.0135 | 24633.0094 | 2043 |  |  | 50
| Birch Hill Transmitter Generator (Building 1193) - 25-kW | 1990 | 1 | ea | 5700 | 5700 | 0% | 0% | 0% | 0% | 0% | 0 | 0 | 0 | 0 | 0 | 5700 | 0% | 0% | 3% | 0% | 0 | 0 | 171 | 0 | 5871 | 50 | 3757.44 | 0.70978 | 4167.1101 | 2666.9505 | 2040 |  |  | 50 |  |  |  | Assume installation date of 1990.
| Replace Black Rapids Generator - new 250 kW (ECU3) | 2009 | 2 | ea | 178273.2 | 356546.4 | 0% | 0% | 0% | 0% | 0% | 0 | 0 | 0 | 0 | 0 | 356546.4 | 0% | 0% | 6% | 0% | 0 | 0 | 21392.784 | 0 | 377939.184 | 20 | 0 | 0 | 0 | 0 | 2009 |  |  | 50
| Black Rapids Generator - 125 kW (abandoned) | 1990 | 2 | ea | 84000 | 168000 | 0% | 0% | 0% | 0% | 0% | 0 | 0 | 0 | 0 | 0 | 168000 | 0% | 0% | 6% | 0% | 0 | 0 | 10080 | 0 | 178080 | 50 | 0 | 0.70978 | 126397.371 | 0 | 9999 |  |  | 50 |  |  |  | taken out of service, no scap value, due to deficiency, see new BR Generator Project above
| Black Rapids Generator 125 kW (remains) | 1990 | 1 | ea | 84000 | 84000 | 0% | 0% | 0% | 0% | 0% | 0 | 0 | 0 | 0 | 0 | 84000 | 0% | 0% | 6% | 0% | 0 | 0 | 5040 | 0 | 89040 | 50 | 56985.6 | 0.70978 | 63198.6855 | 40447.1587 | 2040 |  |  | 50
| Upgrade Boilio Lake Feeder #9 (ECU2) - allocated portion only | 1950 | 18 | miles | 67689.552 | 1218411.936 | 0% | 0% | 0% | 0% | 0% | 0 | 0 | 0 | 0 | 0 | 1218411.936 | 0% | 0% | 5% | 0% | 0 | 0 | 60920.5968 | 0 | 1279332.5328 | 50 | 0 | 0.14288 | 182786.4784 | 0 | 2008 |  |  | 50
| Runway Radar - 35 KW | 2005 | 1 | ea | 20000 | 20000 | 0% | 0% | 0% | 0% | 0% | 0 | 0 | 0 | 0 | 0 | 20000 |  |  | 3% |  | 0 | 0 | 600 | 0 | 20600 | 50 | 19364 | 0.96117 | 19800.0769 | 18612.0723 | 2055 |  |  | 50
| Range Adminisitration - 7 KW | 2003 | 1 | ea | 5000 | 5000 | 0% | 0% | 0% | 0% | 0% | 0 | 0 | 0 | 0 | 0 | 5000 |  |  | 3% |  | 0 | 0 | 150 | 0 | 5150 | 50 | 4635 | 0.92385 | 4757.8101 | 4282.0291 | 2053 |  |  | 50
HOUSING AREAS'
Overhead Lines
| 3 Ph. - Open Wire, Large | 1982 | 4329.6 | lf | 33 | 142876.8 | 5% | 2% | 5% | 12.2% | 10% | 7143.84 | 3000.4128 | 7651.0526 | 19601.9969 | 18027.4102 | 198301.5125 | 7.7% | 5% | 5% | 10% | 15269.2165 | 9915.0756 | 9915.0756 | 2518.4292 | 235919.3095 | 50 | 113241.2685 | 0.54224 | 127924.8702 | 61403.9377 | 2032 |  |  | 50
| 3 Ph. - Open Wire, Small | 1981 | 37012.8 | lf | 32.984 | 1220830.1952 | 5% | 2% | 5% | 12.2% | 10% | 61041.5098 | 25637.4341 | 65375.457 | 167491.9207 | 154037.6517 | 1694414.1684 | 7.7% | 5% | 5% | 10% | 130469.891 | 84720.7084 | 84720.7084 | 21519.0599 | 2015844.5361 | 50 | 927288.4866 | 0.50755 | 1023138.697 | 470643.8006 | 2031 |  |  | 50
| 1 Ph. - Open Wire | 1976 | 6283.2 | lf | 27.664 | 173818.4448 | 5% | 2% | 5% | 12.2% | 10% | 8690.9222 | 3650.1873 | 9307.9777 | 23847.0389 | 21931.4571 | 241246.0281 | 7.7% | 5% | 5% | 10% | 18575.9442 | 12062.3014 | 12062.3014 | 3063.8246 | 287010.3997 | 50 | 103323.7439 | 0.34354 | 98600.8944 | 35496.322 | 2026 |  |  | 50
| Gang Operated Air Break Switch | 1972 | 5 | ea | 10000 | 50000 | 5% | 2% | 5% | 12.2% | 10% | 2500 | 1050 | 2677.5 | 6859.755 | 6308.7255 | 69395.9805 | 7.7% | 5% | 3% | 10% | 5343.4905 | 3469.799 | 2081.8794 | 881.329 | 81172.4784 | 50 | 22728.2939 | 0.26019 | 21119.9736 | 5913.5926 | 2022 |  |  | 50
| Secondary | 1980 | 41923.2 | lf | 17.024 | 713700.5568 | 5% | 2% | 5% | 12.2% | 10% | 35685.0278 | 14987.7117 | 38218.6648 | 97916.2193 | 90050.818 | 990558.9985 | 7.7% | 5% | 5% | 10% | 76273.0429 | 49527.9499 | 49527.9499 | 12580.0993 | 1178468.0405 | 50 | 518525.9378 | 0.46299 | 545621.2863 | 240073.366 | 2030 |  |  | 50
Underground Lines
| Secondary | 1980 | 1320 | lf | 19 | 25080 | 5% | 2% | 5% | 12.2% | 10% | 1254 | 526.68 | 1343.034 | 3440.8531 | 3164.4567 | 34809.0238 | 7.7% | 5% | 3% | 10% | 2680.2948 | 1740.4512 | 1044.2707 | 442.0746 | 40716.1152 | 40 | 12214.8345 | 0.46299 | 18851.236 | 5655.3708 | 2020 |  |  | 40
Transformers: Pole Type
| 15 kVA & Smaller | 1982 | 39 | ea | 3200 | 124800 | 5% | 2% | 5% | 12.2% | 10% | 6240 | 2620.8 | 6683.04 | 17121.9485 | 15746.5788 | 173212.3673 | 7.7% | 5% | 5% | 10% | 13337.3523 | 8660.6184 | 8660.6184 | 2199.7971 | 206070.7534 | 40 | 72124.7637 | 0.54224 | 111739.7912 | 39108.9269 | 2022 |  |  | 40
| 25 kVA | 1983 | 79 | ea | 3700 | 292300 | 5% | 2% | 5% | 12.2% | 10% | 14615 | 6138.3 | 15652.665 | 40102.1277 | 36880.8093 | 405688.902 | 7.7% | 5% | 5% | 10% | 31238.0455 | 20284.4451 | 20284.4451 | 5152.2491 | 482648.0867 | 40 | 180993.0325 | 0.56657 | 273455.5282 | 102545.8231 | 2023 |  |  | 40
| 37.5 kVA | 1981 | 18 | ea | 4500 | 81000 | 5% | 2% | 5% | 12.2% | 10% | 4050 | 1701 | 4337.55 | 11112.8031 | 10220.1353 | 112421.4884 | 7.7% | 5% | 3% | 10% | 8656.4546 | 5621.0744 | 3372.6447 | 1427.7529 | 131499.415 | 40 | 42737.3099 | 0.50755 | 66742.3195 | 21691.2538 | 2021 |  |  | 40
| 50 kVA | 1982 | 69 | ea | 5800 | 400200 | 5% | 2% | 5% | 12.2% | 10% | 20010 | 8404.2 | 21430.71 | 54905.479 | 50495.0389 | 555445.4279 | 7.7% | 5% | 5% | 10% | 42769.2979 | 27772.2714 | 27772.2714 | 7054.1569 | 660813.4256 | 40 | 231284.699 | 0.54224 | 358319.4267 | 125411.7994 | 2022 |  |  | 40
| 75 kVA | 1981 | 26 | ea | 9500 | 247000 | 5% | 2% | 5% | 12.2% | 10% | 12350 | 5187 | 13226.85 | 33887.1897 | 31165.104 | 342816.1437 | 7.7% | 5% | 5% | 10% | 26396.8431 | 17140.8072 | 17140.8072 | 4353.765 | 407848.3661 | 40 | 132550.719 | 0.50755 | 207002.7913 | 67275.9072 | 2021 |  |  | 40
| 100 kVA | 1980 | 12 | ea | 11000 | 132000 | 5% | 2% | 5% | 12.2% | 10% | 6600 | 2772 | 7068.6 | 18109.7532 | 16655.0353 | 183205.3885 | 7.7% | 5% | 5% | 10% | 14106.8149 | 9160.2694 | 9160.2694 | 2326.7084 | 217959.4507 | 40 | 65387.8352 | 0.46299 | 100913.4841 | 30274.0452 | 2020 |  |  | 40
Transformers: Pad-Mount
| 1P - 15 kVA & Smaller | 1982 | 6 | ea | 2975 | 17850 | 5% | 2% | 5% | 12.2% | 10% | 892.5 | 374.85 | 955.8675 | 2448.9325 | 2252.215 | 24774.365 | 7.7% | 5% | 3% | 10% | 1907.6261 | 1238.7183 | 743.231 | 314.6344 | 28978.5748 | 40 | 10142.5012 | 0.54224 | 15713.3404 | 5499.6691 | 2022 |  |  | 40
| 1P - 25 kVA | 1984 | 6 | ea | 3200 | 19200 | 5% | 2% | 5% | 12.2% | 10% | 960 | 403.2 | 1028.16 | 2634.1459 | 2422.5506 | 26648.0565 | 7.7% | 5% | 3% | 10% | 2051.9004 | 1332.4028 | 799.4417 | 338.4303 | 31170.2317 | 40 | 12468.0927 | 0.58778 | 18321.3268 | 7328.5307 | 2024 |  |  | 40
| 1P - 50 kVA | 1982 | 5 | ea | 5800 | 29000 | 5% | 2% | 5% | 12.2% | 10% | 1450 | 609 | 1552.95 | 3978.6579 | 3659.0608 | 40249.6687 | 7.7% | 5% | 3% | 10% | 3099.2245 | 2012.4834 | 1207.4901 | 511.1708 | 47080.0375 | 40 | 16478.0131 | 0.54224 | 25528.6763 | 8935.0367 | 2022 |  |  | 40
| 1P - 100 kVA | 1980 | 3 | ea | 13267 | 39801 | 5% | 2% | 5% | 12.2% | 10% | 1990.05 | 835.821 | 2131.3436 | 5460.5022 | 5021.8717 | 55240.5884 | 7.7% | 5% | 3% | 10% | 4253.5253 | 2762.0294 | 1657.2177 | 701.5555 | 64614.9162 | 40 | 19384.4749 | 0.46299 | 29916.1899 | 8974.857 | 2020 |  |  | 40
| 3P - 112.5 kVA & Smaller | 2003 | 9 | ea | 13600 | 122400 | 5% | 2% | 5% | 12.2% | 10% | 6120 | 2570.4 | 6554.52 | 16792.6802 | 15443.76 | 169881.3603 | 7.7% | 5% | 5% | 10% | 13080.8647 | 8494.068 | 8494.068 | 2157.4933 | 202107.8543 | 40 | 176844.3725 | 0.92385 | 186716.6595 | 163377.0771 | 2043 |  |  | 40
| 3P - 225 kVA | 1986 | 2 | ea | 17571 | 35142 | 5% | 2% | 5% | 12.2% | 10% | 1757.1 | 737.982 | 1881.8541 | 4821.3102 | 4434.0246 | 48774.2709 | 7.7% | 5% | 3% | 10% | 3755.6189 | 2438.7135 | 1463.2281 | 619.4332 | 57051.2647 | 40 | 25673.0691 | 0.62132 | 35447.288 | 15951.2796 | 2026 |  |  | 40
| 3P - 300 kVA | 1982 | 1 | ea | 19200 | 19200 | 5% | 2% | 5% | 12.2% | 10% | 960 | 403.2 | 1028.16 | 2634.1459 | 2422.5506 | 26648.0565 | 7.7% | 5% | 3% | 10% | 2051.9004 | 1332.4028 | 799.4417 | 338.4303 | 31170.2317 | 40 | 10909.5811 | 0.54224 | 16901.7443 | 5915.6105 | 2022 |  |  | 40
| 3P - 750 kVA | 1978 | 1 | ea | 21724 | 21724 | 5% | 2% | 5% | 12.2% | 10% | 1086.2 | 456.204 | 1163.3202 | 2980.4264 | 2741.0151 | 30151.1656 | 7.7% | 5% | 3% | 10% | 2321.6398 | 1507.5583 | 904.535 | 382.9198 | 35267.8184 | 40 | 8816.9546 | 0.3955 | 13948.4132 | 3487.1033 | 2018 |  |  | 40
Street Lights
| Street Light Circuits | 1984 | 9768 | lf | 17.024 | 166290.432 | 5% | 2% | 5% | 12.2% | 10% | 8314.5216 | 3492.0991 | 8904.8526 | 22814.2324 | 20981.6138 | 230797.7515 | 7.7% | 5% | 5% | 10% | 17771.4269 | 11539.8876 | 11539.8876 | 2931.1314 | 274580.085 | 50 | 142781.6442 | 0.58778 | 161393.458 | 83924.5981 | 2034 |  |  | 50
| Fixtures with Poles (no conductor on map) | 1980 | 65 | ea | 1000 | 65000 | 5% | 2% | 5% | 12.2% | 10% | 3250 | 1365 | 3480.75 | 8917.6815 | 8201.3432 | 90214.7747 | 7.7% | 5% | 3% | 10% | 6946.5376 | 4510.7387 | 2706.4432 | 1145.7276 | 105524.2219 | 50 | 46430.6576 | 0.46299 | 48856.8716 | 21497.0235 | 2030 |  |  | 50
| Fixtures without Poles | 1975 | 69 | ea | 500 | 34500 | 5% | 2% | 5% | 12.2% | 10% | 1725 | 724.5 | 1847.475 | 4733.231 | 4353.0206 | 47883.2265 | 7.7% | 5% | 3% | 10% | 3687.0084 | 2394.1613 | 1436.4968 | 608.117 | 56009.0101 | 50 | 19043.0634 | 0.32044 | 17947.7736 | 6102.243 | 2025 |  |  | 50
| Fixtures with Poles | 1978 | 41 | ea | 1000 | 41000 | 5% | 2% | 5% | 12.2% | 10% | 2050 | 861 | 2195.55 | 5624.9991 | 5173.1549 | 56904.704 | 7.7% | 5% | 3% | 10% | 4381.6622 | 2845.2352 | 1707.1411 | 722.6897 | 66561.4323 | 50 | 26624.5729 | 0.3955 | 26325.0294 | 10530.0118 | 2028 |  |  | 50
| Non-Housing Meters | 1968 | 4 | ea | 60 | 240 | 5% | 2% | 5% | 12.2% | 10% | 12 | 5.04 | 12.852 | 32.9268 | 30.2819 | 333.1007 | 7.7% | 5% | 3% | 10% | 25.6488 | 16.655 | 9.993 | 4.2304 | 389.6279 | 40 | 0 | 0.2144 | 83.535 | 0 | 9999 |  |  | 40 |  |  |  | In Initial R&R.
Secondary Electric Meters
| Exisitng Meters | 1980 | 1540 | ea | 182 | 280280 | 5% | 2% | 5% | 12.2% | 10% | 14014 | 5885.88 | 15008.994 | 38453.0426 | 35364.1917 | 389006.1083 | 5% | 0% | 5% | 0% | 19450.3054 | 0 | 19450.3054 | 0 | 427906.7191 | 25 | 0 | 0.46299 | 198117.3918 | 0 | 2008 |  |  | 25
| New Secondary Meters at Fort Wainwright Facilities (481), Yukon Training (1), Black Rapids (6), Bolio Lake (10) [ basic meter & install cost ] | 2008 | 498 | ea | 5955 | 2965590 | 5% | 2% | 5% | 12.2% | 10% | 148279.5 | 62277.39 | 158807.3445 | 406864.4166 | 374181.8651 | 4116000.5162 | 5% | 0% | 5% | 0% | 205800.0258 | 0 | 205800.0258 | 0 | 4527600.5678 | 25 | 4527600.5678 | 0 | 0 | 0 | 2008 |  |  | 25
| New Secondary Meters (one-time/initial service cost) | 2008 | 498 | ea | 0 | 0 | 5% | 2% | 5% | 12.2% | 10% | 0 | 0 | 0 | 0 | 0 | 0 | 5% | 0% | 5% | 0% | 0 | 0 | 0 | 0 | 0 | 50 | 0 | 0 | 0 |  | 2008 |  |  | 50
| New Secondary Meters [ AMR hard-wired com line cost ] | 2008 | 2038 | ea | 81 | 165078 | 5% | 2% | 5% | 12.2% | 10% | 8253.9 | 3466.638 | 8839.9269 | 22647.8927 | 20828.6358 | 229114.9934 | 5% | 0% | 5% | 0% | 11455.7497 | 0 | 11455.7497 | 0 | 252026.4927 | 25 | 252026.4927 | 0 | 0 | 0 | 2008 |  |  | 25
Miscellaneous Lights
| Obstruction Lights | 1970 | 136 | ea | 350 | 47600 | 5% | 2% | 5% | 12.2% | 10% | 2380 | 999.6 | 2548.98 | 6530.4868 | 6005.9067 | 66064.9734 | 7.7% | 5% | 3% | 10% | 5087.003 | 3303.2487 | 1981.9492 | 839.0252 | 77276.1994 | 50 | 18546.2879 | 0.23594 | 18232.1759 | 4375.7222 | 2020 |  |  | 50
| School Zone Lights - misc. | 1970 | 4 | ea | 350 | 1400 | 5% | 2% | 5% | 12.2% | 10% | 70 | 29.4 | 74.97 | 192.0731 | 176.6443 | 1943.0875 | 7.7% | 5% | 3% | 10% | 149.6177 | 97.1544 | 58.2926 | 24.6772 | 2272.8294 | 50 | 545.4791 | 0.23594 | 536.2405 | 128.6977 | 2020 |  |  | 50
| Aircraft Warning Lights - misc. | 1970 | 4 | ea | 350 | 1400 | 5% | 2% | 5% | 12.2% | 10% | 70 | 29.4 | 74.97 | 192.0731 | 176.6443 | 1943.0875 | 7.7% | 5% | 3% | 10% | 149.6177 | 97.1544 | 58.2926 | 24.6772 | 2272.8294 | 50 | 545.4791 | 0.23594 | 536.2405 | 128.6977 | 2020 |  |  | 50
| Traffic Control Signals - misc. | 1970 | 1 | ea | 350 | 350 | 5% | 2% | 5% | 12.2% | 10% | 17.5 | 7.35 | 18.7425 | 48.0183 | 44.1611 | 485.7719 | 7.7% | 5% | 3% | 10% | 37.4044 | 24.2886 | 14.5732 | 6.1693 | 568.2073 | 50 | 136.3698 | 0.23594 | 134.0601 | 32.1744 | 2020 |  |  | 50
| Fire Department Warning Lights - misc. | 1970 | 3 | ea | 350 | 1050 | 5% | 2% | 5% | 12.2% | 10% | 52.5 | 22.05 | 56.2275 | 144.0549 | 132.4832 | 1457.3156 | 7.7% | 5% | 3% | 10% | 112.2133 | 72.8658 | 43.7195 | 18.5079 | 1704.622 | 50 | 409.1093 | 0.23594 | 402.1803 | 96.5233 | 2020 |  |  | 50
| Beacons, Flashing | 1970 | 4 | ea | 350 | 1400 | 5% | 2% | 5% | 12.2% | 10% | 70 | 29.4 | 74.97 | 192.0731 | 176.6443 | 1943.0875 | 7.7% | 5% | 3% | 10% | 149.6177 | 97.1544 | 58.2926 | 24.6772 | 2272.8294 | 50 | 545.4791 | 0.23594 | 536.2405 | 128.6977 | 2020 |  |  | 50
AIRFIELD LIGHTING
Airfield Lighting
| Airfield Lighting Project (incl. Diesel Generator - including ATS and day tank to include Building 1563) - Year 1-Upgrade Airfield Lighting CIP Project (ECU1) | 1954 | 1 | ea | 4256000 | 4256000 | 0% | 0% | 0% | 0% | 0% | 0 | 0 | 0 | 0 | 0 | 4256000 | 0% | 0% | 5% | 0% | 0 | 0 | 212800 | 0 | 4468800 | 50 | 0 | 0.16121 | 720409.3849 | 0 | 2008 |  |  | 50 |  |  |  | not replaced,included in Airfield LightingCIP project
| Airfield Lighting Project (incl. Diesel Generator - including ATS and day tank to include Building 1563) - Yr 2- Upgrade Airfield Lighting CIP Project (ECU1) | 1954 | 1 | ea | 4256000 | 4256000 | 0% | 0% | 0% | 0% | 0% | 0 | 0 | 0 | 0 | 0 | 4256000 | 0% | 0% | 5% | 0% | 0 | 0 | 212800 | 0 | 4468800 | 50 | 0 | 0.16121 | 720409.3849 | 0 | 2009 |  |  | 50 |  |  |  | not replaced,included in Airfield LightingCIP project
| Airfield Lighting Project (incl. Diesel Generator - including ATS and day tank to include Building 1563) - Yr 3- Upgrade Airfield Lighting CIP Project (ECU1) | 1954 | 1 | ea | 4256000 | 4256000 | 0% | 0% | 0% | 0% | 0% | 0 | 0 | 0 | 0 | 0 | 4256000 | 0% | 0% | 5% | 0% | 0 | 0 | 212800 | 0 | 4468800 | 50 | 0 | 0.16121 | 720409.3849 | 0 | 2010 |  |  | 50 |  |  |  | not replaced,included in Airfield LightingCIP project
| Load Interrupter Switch - 5-kV | 1954 | 3 | ea | inc. above | [21 empty] | 50 |  | 0.16121 | 0 |  | 9999 |  |  | 50 |  |  |  | not replaced,included in Airfield LightingCIP project
| Runway Edge Lights | 1954 | 170 | ea | inc. above | [21 empty] | 50 |  | 0.16121 | 0 |  | 9999 |  |  | 50 |  |  |  | not replaced,included in Airfield LightingCIP project
| Taxiway Lights | 1954 | 415 | ea | inc. above | [21 empty] | 50 |  | 0.16121 | 0 |  | 9999 |  |  | 50 |  |  |  | not replaced,included in Airfield LightingCIP project
| Rotating Beacon | 1954 | 1 | ea | inc. above | [21 empty] | 50 |  | 0.16121 | 0 |  | 9999 |  |  | 50 |  |  |  | not replaced,included in Airfield LightingCIP project
| Beacon Tower | 1954 | 1 | ea | inc. above | [21 empty] | 50 |  | 0.16121 | 0 |  | 9999 |  |  | 50 |  |  |  | not replaced,included in Airfield LightingCIP project
| Series/Isolation Transformers | 1954 | 585 | ea | inc. above | [21 empty] | 40 |  | 0.16121 | 0 |  | 9999 |  |  | 40 |  |  |  | not replaced,included in Airfield LightingCIP project
| Constant Current Regulator - 20-KW | 1954 | 1 | ea | inc. above | [21 empty] | 40 |  | 0.16121 | 0 |  | 9999 |  |  | 40 |  |  |  | not replaced,included in Airfield LightingCIP project
| Constant Current Regulator - 50-KW | 1984 | 6 | ea | inc. above | [21 empty] | 40 |  | 0.58778 | 0 |  | 9999 |  |  | 40
| Constant Current Regulator - 4-KW | 1954 | 6 | ea | inc. above | [21 empty] | 40 |  | 0.16121 | 0 |  | 9999 |  |  | 40 |  |  |  | not replaced,included in Airfield LightingCIP project
| Control Panel | 1954 | 8 | ea | inc. above | [21 empty] | 40 |  | 0.16121 | 0 |  | 9999 |  |  | 40 |  |  |  | not replaced,included in Airfield LightingCIP project
| Runway Lighting Cable | 1954 | 74008 | lf | inc. above | [21 empty] | 40 |  | 0.16121 | 0 |  | 9999 |  |  | 40 |  |  |  | not replaced,included in Airfield LightingCIP project
| Elevated Approach Bar | 1954 | 2 | ea | inc. above | [21 empty] | 40 |  | 0.16121 | 0 |  | 9999 |  |  | 40 |  |  |  | not replaced,included in Airfield LightingCIP project
| Flasher, Sequential | 1954 | 2 | ea | inc. above | [21 empty] | 40 |  | 0.16121 | 0 |  | 9999 |  |  | 40 |  |  |  | not replaced,included in Airfield LightingCIP project
| Runway Manholes, Access, Underground Cable | 1954 | 26 | ea | inc. above | [21 empty] | 85 |  | 0.16121 | 0 |  | 2039 |  |  | 85
| Handhole | 1954 | 525 | ea | inc. above | [21 empty] | 85 |  | 0.16121 | 0 |  | 2039 |  |  | 85
| Switchgear/Transformer Building | 1954 | 1250 | sf | inc. above | [21 empty] | 105 |  | 0.16121 | 0 |  | 2059 |  |  | 105
| Ductbank - 4-in PVC, 1X1 | 1954 | 33852 | lf | inc. above | [21 empty] | 105 |  | 0.16121 | 0 |  | 2059 |  |  | 105
| Ductbank - 4-in PVC, 1X2 | 1954 | 22110 | lf | inc. above | [21 empty] | 105 |  | 0.16121 | 0 |  | 2059 |  |  | 105
| Ductbank - 4-in PVC, 2X2 | 1954 | 990 | lf | inc. above | [21 empty] | 105 |  | 0.16121 | 0 |  | 2059 |  |  | 105
| Ductbank - 4-in PVC, 2X3 | 1954 | 278 | lf | inc. above | [21 empty] | 105 |  | 0.16121 | 0 |  | 2059 |  |  | 105
| Ductbank - 4-in PVC, 3X4 | 1954 | 708 | lf | inc. above | [21 empty] | 105 |  | 0.16121 | 0 |  | 2059 |  |  | 105
Oper. & Maintenance/ OTP Capitalized Assets
| Oper. & Maintenance Base Facilities Depot | 2008 | 0.15 | ea | 1387328 | 208099.2 | 0% | 0% | 0% | 0% | 0% | 0 | 0 | 0 | 0 | 0 | 208099.2 | 0% | 0% | 0% | 0% | 0 | 0 | 0 | 0 | 208099.2 | 75 | 208099.2 | 1.02 | 0 | 0 | 2008 |  |  | 75
O&M Vehicle Fleet:
| Pick Up Trucks | 2008 | 1 | ea | 45000 | 45000 | 0% | 0% | 0% | 0% | 0% | 0 | 0 | 0 | 0 | 0 | 45000 | 0% | 0% | 0% | 0% | 0 | 0 | 0 | 0 | 45000 | 10 | 45000 | 0 | 0 | 0 | 2008 |  |  | 10
| Utility Truck | 2008 | 1 | ea | 55000 | 55000 | 0% | 0% | 0% | 0% | 0% | 0 | 0 | 0 | 0 | 0 | 55000 | 0% | 0% | 0% | 0% | 0 | 0 | 0 | 0 | 55000 | 10 | 55000 | 0 | 0 | 0 | 2008 |  |  | 10
| Backhoe-Rubber-Tired | 2008 | 1 | ea | 80000 | 80000 | 0% | 0% | 0% | 0% | 0% | 0 | 0 | 0 | 0 | 0 | 80000 | 0% | 0% | 0% | 0% | 0 | 0 | 0 | 0 | 80000 | 10 | 80000 | 0 | 0 | 0 | 2008 |  |  | 10
0
| Operational Transition Period Start-up Costs | 2008 | 1 | ea | 304079 | 304079 | 0% | 0% | 0% | 0% | 0% | 0 | 0 | 0 | 0 | 0 | 304079 | 0% | 0% | 0% | 0% | 0 | 0 | 0 | 0 | 304079 | 50 | 304079 | 0 | 0 | 0 | 2008 |  |  | 50
| Total - all Years |  |  |  |  | 39873866.0566 | [19 empty] | 55603508.0982 |  | 14411690.5441 |  | 16384699.7606 | 4605102.583
| Total - 2008 to 2012 | [15 empty] | 49049272.1577 | [8 empty] | 33925661.6583
| Total - 2013 to 2018 | [24 empty] | 2704087.7181
| Total - 2019 to 2058 | [24 empty] | 18795289.0939
| Total - 2008 to 2058 | 1976.9741 | [23 empty] | 55425038.4703 | 47.8829 |  |  |  |  | 2024.857
*
Note on AG8: John Shaw: Default condition is year installed plus ODL
Note on AJ8: John Shaw: uses orginal design life as default unless overriden by new entry
Note on AK8: John Shaw: estimated total major maintenance cost for asset
Note on AL8: John Shaw: starting yearof the major maintenacne program
Note on AM8: John Shaw: numberof years of the major maintenance program
Note on D16: CH2M HILL: Based on 2006 J attachments, Page J10-11, Table 6.1, 2.672 miles of powerline is added to existing 29.92 miles. In feet, old number 157,978 ft. It changed to 172086.16 ft John Shaw: 2008-2009 is the deficiency period, project is spread over two years
Note on AB16: John N Shaw: reduced DL to 35 yrs, since DESC required replacement in 2008, effective DL is 35 years, also matches DESC should cost DL est.
Note on D17: CH2M HILL: Based on 2006 J attachments, Page J10-11, Table 6.1, 2.672 miles of powerline is added to existing 29.92 miles. In feet, old number 157,978 ft. It changed to 172086.16 ft John Shaw: 2008-2009 is the deficiency period, project is spread over two years
Note on AB17: John N Shaw: reduced DL to 35 yrs, since DESC required replacement in 2008, effective DL is 35 years, also matches DESC should cost DL est.
Note on AG36: CH2M HILL: Changed from 2017 to 2010
Note on B40: CH2M HILL: Addded Replace ERR1 to item list
Note on B41: CH2M HILL: Addded Replace ERR1 to item list
Note on B42: CH2M HILL: Addded Replace ERR1 to item list
Note on B43: CH2M HILL: Addded Replace ERR1 to item list
Note on AG43: CH2M HILL: changed from 2014 to 2011
Note on B44: CH2M HILL: Addded Replace ERR1 to item list
Note on B47: CH2M HILL: Addded Replace ERR1 to item list
Note on B73: CH2M HILL: Added term replace
Note on AB73: John Shaw: reduce DL to 20 years. Since DESC required replacement in 2010, the efective DL is 20 years only
Note on AG74: John N Shaw: taken out of service, no scrap value, not replaced see ECU3 above
Note on C75: John Shaw: assumed
Note on B76: CH2M HILL: Added term upgrade
Note on D76: John Shaw: total length is 21 miles
Note on B78: CH2M HILL: Quantity added, Refer to 2006 J attachments, Page J10-13, Table 6.1
Note on F78: CH2M HILL: From Marvin (2007), unit cost for - $20,000
Note on B79: CH2M HILL: Quantity added, Refer to 2006 J attachments, Page J10-13, Table 6.1
Note on F79: CH2M HILL: From Marvin (2007), unit cost for - $5,000
Note on AD120: John Shaw: override to zero: Capital upgrade project- No OC to be calculated
Note on AD121: John Shaw: override to zero: Capital upgrade project- No OC to be calculated
Note on AD122: John Shaw: override to zero: Capital upgrade project- No OC to be calculated
Note on B125: CH2M HILL: Quantity added, Refer to 2006 J attachments, Page J10-13, Table 6.1
Note on F125: John Shaw: all lights = $55,300 vs contractors quoation of $55,500
Note on B126: CH2M HILL: Quantity added, Refer to 2006 J attachments, Page J10-13, Table 6.1
Note on B127: CH2M HILL: Quantity added, Refer to 2006 J attachments, Page J10-13, Table 6.1
Note on B128: CH2M HILL: Quantity added, Refer to 2006 J attachments, Page J10-13, Table 6.1
Note on B129: CH2M HILL: Quantity added, Refer to 2006 J attachments, Page J10-13, Table 6.1
Note on B130: CH2M HILL: Quantity added, Refer to 2006 J attachments, Page J10-13, Table 6.1
Note on AE160: John Shaw: override
Note on AD162: John Shaw: override to zero: Capital upgrade project- No OC to be calculated
Note on AD163: John Shaw: override to zero: Capital upgrade project- No OC to be calculated
Note on AD164: John Shaw: override to zero: Capital upgrade project- No OC to be calculated
Note on AD165: John Shaw: override to zero: Capital upgrade project- No OC to be calculated
Note on AD166: John Shaw: override to zero: Capital upgrade project- No OC to be calculated

## Wainwright Elec - R&R Proj (hidden)
Fort Wainwright Electrical Distribution R&R Projects
Project Number: Year 2
Project Title: Upgrade Water System
Year That Payment for Project Will Begin: Year 2 of the 50 Year Contract
Project Description | Year Implemented | Year Payments Begin | Quantity | Unit of Measure | Cost/UOM | Base Constr Cost (no markups) | Contingency | Bonds, Insurance | General Conditions | G & A | Profit | Total Capital Cost | Studies plus Predesign | Design | SDC | Fee on Professional Services | Total Project Cost | Engineering | Construction | GM
[7 empty] | 5% | 2% | 5% | 12.2% | 10% |  | 7.7% | 5% | 3% | 10%
- | 2008 | In Initial Replacements |  |  |  | 13310917.1299 | 665545.8565 | 279529.2597 | 712799.6123 | 1826192.6067 | 1679498.4465 | 18474482.9117 | 1422535.1842 | 923724.1456 | 554234.4874 | 290049.3817 | 21665026.1106 | 0 | 0 | 0
- | 2009 | In Initial Replacements |  |  |  | 7450591.3507 | 372529.5675 | 156462.4184 | 398979.1668 | 1022184.6254 | 940074.7129 | 10340821.8418 | 796243.2818 | 517041.0921 | 310224.6553 | 162350.9029 | 12126681.7738 | 0 | 0 | 0
- | 2010 | In Initial Replacements |  |  |  | 4744000 | 237200 | 99624 | 254041.2 | 650853.5544 | 598571.8754 | 6584290.6298 | 506990.3785 | 329214.5315 | 197528.7189 | 103373.3629 | 7721397.6216 | 0 | 0 | 0
- | 2011 | In Initial Replacements |  |  |  | 102468 | 5123.4 | 2151.828 | 5487.1614 | 14058.1075 | 12928.8497 | 142217.3466 | 10950.7357 | 7110.8673 | 4266.5204 | 2232.8123 | 166778.2824
- | 2012 | In Initial Replacements |  |  |  | 0 | 0 | 0 | 0 | 0 | 0 | 0 | 0 | 0 | 0 | 0 | 0
| 2013 | 2014 |  |  |  | 508992 | 25449.6 | 10688.832 | 27256.5216 | 69831.2083 | 64221.8162 | 706439.9781 | 54395.8783 | 35321.9989 | 21193.1993 | 11091.1077 | 828442.1624
| 2014 | 2015 |  |  |  | 175710 | 8785.5 | 3689.91 | 9409.2705 | 24106.551 | 22170.1232 | 243871.3547 | 18778.0943 | 12193.5677 | 7316.1406 | 3828.7803 | 285987.9376
| 2015 | 2016 |  |  |  | 0 | 0 | 0 | 0 | 0 | 0 | 0 | 0 | 0 | 0 | 0 | 0
| 2016 | 2017 |  |  |  | 0 | 0 | 0 | 0 | 0 | 0 | 0 | 0 | 0 | 0 | 0 | 0
| 2017 | 2018 |  |  |  | 0 | 0 | 0 | 0 | 0 | 0 | 0 | 0 | 0 | 0 | 0 | 0
| 2018 | 2019 |  |  |  | 953924 | 47696.2 | 20032.404 | 51082.6302 | 130873.6986 | 120360.8933 | 1323969.826 | 101945.6766 | 66198.4913 | 39719.0948 | 20786.3263 | 1552619.415
| 2019 | 2020 |  |  |  | 1672600 | 83630 | 35124.6 | 89567.73 | 229472.5243 | 211039.4854 | 2321434.3397 | 178750.4442 | 116071.717 | 69643.0302 | 36446.5191 | 2722346.0501
| 2020 | 2021 |  |  |  | 1233831 | 61691.55 | 25910.451 | 66071.6501 | 169275.5674 | 155678.0218 | 1712458.2403 | 131859.2845 | 85622.912 | 51373.7472 | 26885.5944 | 2008199.7784
| 2021 | 2022 |  |  |  | 424307.2 | 21215.36 | 8910.4512 | 22721.6506 | 58212.8687 | 53536.753 | 588904.2835 | 45345.6298 | 29445.2142 | 17667.1285 | 9245.7973 | 690608.0533
| 2022 | 2023 |  |  |  | 901738 | 45086.9 | 18936.498 | 48288.0699 | 123714.0351 | 113776.3503 | 1251539.8533 | 96368.5687 | 62576.9927 | 37546.1956 | 19649.1757 | 1467680.7859
| 2023 | 2024 |  |  |  | 292300 | 14615 | 6138.3 | 15652.665 | 40102.1277 | 36880.8093 | 405688.902 | 31238.0455 | 20284.4451 | 12170.6671 | 6369.3158 | 475751.3754
| 2024 | 2025 |  |  |  | 19200 | 960 | 403.2 | 1028.16 | 2634.1459 | 2422.5506 | 26648.0565 | 2051.9004 | 1332.4028 | 799.4417 | 418.3745 | 31250.1759
| 2025 | 2026 |  |  |  | 34500 | 1725 | 724.5 | 1847.475 | 4733.231 | 4353.0206 | 47883.2265 | 3687.0084 | 2394.1613 | 1436.4968 | 751.7667 | 56152.6598
| 2026 | 2027 |  |  |  | 398660.4448 | 19933.0222 | 8371.8693 | 21348.2668 | 54694.2596 | 50300.7863 | 553308.6491 | 42604.766 | 27665.4325 | 16599.2595 | 8686.9458 | 648865.0528
| 2027 | 2028 |  |  |  | 124000 | 6200 | 2604 | 6640.2 | 17012.1924 | 15645.6392 | 172102.0316 | 13251.8564 | 8605.1016 | 5163.0609 | 2702.0019 | 201824.0525
| 2028 | 2029 |  |  |  | 41000 | 2050 | 861 | 2195.55 | 5624.9991 | 5173.1549 | 56904.704 | 4381.6622 | 2845.2352 | 1707.1411 | 893.4039 | 66732.1464
| 2029 | 2030 |  |  |  | 181000 | 9050 | 3801 | 9692.55 | 24832.3131 | 22837.5863 | 251213.4494 | 19343.4356 | 12560.6725 | 7536.4035 | 3944.0512 | 294598.0121
| 2030 | 2031 |  |  |  | 2103122.304 | 105156.1152 | 44165.5684 | 112622.1994 | 288538.0748 | 265360.4262 | 2918964.6879 | 224760.281 | 145948.2344 | 87568.9406 | 45827.7456 | 3423069.8896
| 2031 | 2032 |  |  |  | 1266830.1952 | 63341.5098 | 26603.4341 | 67838.757 | 173802.8953 | 159841.6791 | 1758258.4705 | 135385.9022 | 87912.9235 | 52747.7541 | 27604.658 | 2061909.7083
| 2032 | 2033 |  |  |  | 1710250.8 | 85512.54 | 35915.2668 | 91583.9303 | 234638.0295 | 215790.0567 | 2373690.6233 | 182774.178 | 118684.5312 | 71210.7187 | 37266.9428 | 2783626.994
| 2033 | 2034 |  |  |  | 0 | 0 | 0 | 0 | 0 | 0 | 0 | 0 | 0 | 0 | 0 | 0
| 2034 | 2035 |  |  |  | 166290.432 | 8314.5216 | 3492.0991 | 8904.8526 | 22814.2324 | 20981.6138 | 230797.7515 | 17771.4269 | 11539.8876 | 6923.9325 | 3623.5247 | 270656.5232
| 2035 | 2036 |  |  |  | 0 | 0 | 0 | 0 | 0 | 0 | 0 | 0 | 0 | 0 | 0 | 0
| 2036 | 2037 |  |  |  | 0 | 0 | 0 | 0 | 0 | 0 | 0 | 0 | 0 | 0 | 0 | 0
| 2037 | 2038 |  |  |  | 0 | 0 | 0 | 0 | 0 | 0 | 0 | 0 | 0 | 0 | 0 | 0
| 2038 | 2039 |  |  |  | 0 | 0 | 0 | 0 | 0 | 0 | 0 | 0 | 0 | 0 | 0 | 0
| 2039 | 2040 |  |  |  | 18000 | 900 | 378 | 963.9 | 2469.5118 | 2271.1412 | 24982.553 | 1923.6566 | 1249.1276 | 749.4766 | 392.2261 | 29297.0399
| 2040 | 2041 |  |  |  | 89700 | 4485 | 1883.7 | 4803.435 | 12306.4005 | 11317.8535 | 124496.389 | 9586.222 | 6224.8195 | 3734.8917 | 1954.5933 | 145996.9154
| 2041 | 2042 |  |  |  | 0 | 0 | 0 | 0 | 0 | 0 | 0 | 0 | 0 | 0 | 0 | 0
| 2042 | 2043 |  |  |  | 0 | 0 | 0 | 0 | 0 | 0 | 0 | 0 | 0 | 0 | 0 | 0
| 2043 | 2044 |  |  |  | 228525 | 11426.25 | 4799.025 | 12237.5138 | 31352.5102 | 28834.0299 | 317174.3289 | 24422.4233 | 15858.7164 | 9515.2299 | 4979.637 | 371950.3355
| 2044 | 2045 |  |  |  | 0 | 0 | 0 | 0 | 0 | 0 | 0 | 0 | 0 | 0 | 0 | 0
| 2045 | 2046 |  |  |  | 0 | 0 | 0 | 0 | 0 | 0 | 0 | 0 | 0 | 0 | 0 | 0
| 2046 | 2047 |  |  |  | 0 | 0 | 0 | 0 | 0 | 0 | 0 | 0 | 0 | 0 | 0 | 0
| 2047 | 2048 |  |  |  | 700000 | 35000 | 14700 | 37485 | 96036.57 | 88322.157 | 971543.727 | 74808.867 | 48577.1864 | 29146.3118 | 15253.2365 | 1139329.3287
| 2048 | 2049 |  |  |  | 0 | 0 | 0 | 0 | 0 | 0 | 0 | 0 | 0 | 0 | 0 | 0
| 2049 | 2050 |  |  |  | 0 | 0 | 0 | 0 | 0 | 0 | 0 | 0 | 0 | 0 | 0 | 0
| 2050 | 2051 |  |  |  | 0 | 0 | 0 | 0 | 0 | 0 | 0 | 0 | 0 | 0 | 0 | 0
| 2051 | 2052 |  |  |  | 27750 | 1387.5 | 582.75 | 1486.0125 | 3807.164 | 3501.3427 | 38514.7692 | 2965.6372 | 1925.7385 | 1155.4431 | 604.6819 | 45166.2698
| 2052 | 2053 |  |  |  | 0 | 0 | 0 | 0 | 0 | 0 | 0 | 0 | 0 | 0 | 0 | 0
| 2053 | 2054 |  |  |  | 5000 | 250 | 105 | 267.75 | 685.9755 | 630.8726 | 6939.5981 | 534.349 | 346.9799 | 208.1879 | 108.9517 | 8138.0666
| 2054 | 2055 |  |  |  | 0 | 0 | 0 | 0 | 0 | 0 | 0 | 0 | 0 | 0 | 0 | 0
| 2055 | 2056 |  |  |  | 20000 | 1000 | 420 | 1071 | 2743.902 | 2523.4902 | 27758.3922 | 2137.3962 | 1387.9196 | 832.7518 | 435.8068 | 32552.2665
| 2056 | 2057 |  |  |  | 0 | 0 | 0 | 0 | 0 | 0 | 0 | 0 | 0 | 0 | 0 | 0
| 2057 | 2058 |  |  |  | 0 | 0 | 0 | 0 | 0 | 0 | 0 | 0 | 0 | 0 | 0 | 0
| 2058 | 2059 |  |  |  | 108240 | 5412 | 2273.04 | 5796.252 | 14849.9976 | 13657.129 | 150228.4186 | 11567.5882 | 7511.4209 | 4506.8526 | 2358.5862 | 176172.8665
[7 empty] | 0 | 0 | 0 | 0 | 0 | 0 | 0 | 0 | 0 | 0 | 0 | 0 | 0 | 0
Summary Water Distribution | [5 empty] | 39013447.8566 | 1950672.3928 | 819282.405 | 2089170.1327 | 5352453.88 | 4922502.6667 | 54147529.3339 | 4169359.7587 | 2707376.4667 | 1624425.88 | 850116.2105 | 63498807.6499

## Wainwright Water Dist (hidden)
Doyon Utilities, LLC
Forts Wainwright Utility Inventory and Replacement Cost
Fort Wainwright Potable Water Distribution System
Asset Type X= linear | Item | Year Inst | Quantity |  | Unit Cost | RCN | Contractors Mark-ups % |  |  |  |  | Contractors Mark-ups $ |  |  |  |  | RCN (Total Installed) | Engineering Services % |  |  |  | Engineering Services $'s |  |  |  | RCN (Total w. Enginering) | Design Life | RCNLD | Historical Inflation Index | OC | OCLD | RYN (Repl Year New) | Source | Notes | RDL Repl. Design Life | MMC Major Maintenance Cost | MMY Major Maintenance Start Year | MMD Major Maintenance Program Duration (yrs) | Comments | Condition Rating (Poor, Fair, Good) | Condition Rating Comments | 2005$ Unit cost etsimates | inflator to 2008$ | 2008$ Unitcost estimate
[7 empty] | Contingency | Bonds & Insurance | General Conditions | Contractors G&A | Contractors Profit | Contingency | Bonds & Insurance | General Conditions | Contractors G&A | Contractors Profit |  | Studies & Pre-Design | Design | Services During Construction (3%) & Commissioning (2%) | Fee's on Studies & Design | Studies & Pre-Design | Design | Services During Construction | Fee's on Studies & Design | [17 empty] | 1
[7 empty] | 5% | 2% | 5% | 12.2% | 10% | [6 empty] | 7.7% | 5% | 5% | 10%
NON-PIPING ITEMS
WATER SOURCES
| Building 3559 | 1988 | 1 | ea | 60000 | 60000 | [5 empty] | 0 | 0 | 0 | 0 | 0 | 60000 |  | 5% | 3% | 10% | 0 | 3000 | 1800 | 300 | 65100 | 75 | 44000 | 0.65832 | 42856.4213 | 31428.0423 | 2063 |  |  | 75 |  |  |  | One of 2 primary main water supply wells. |  |  | 60000 | 1 | 60000
| Building 3559 Well #1 - 55.8-ft depth, 12-in dia. | 1988 | 1 | ea | 7000 | 7000 | 0% | 0% | 0% | 0% | 0% | 0 | 0 | 0 | 0 | 0 | 7000 |  | 5% | 3% | 10% | 0 | 350 | 210 | 35 | 7595 | 50 | 4200 | 0.65832 | 4999.9158 | 2999.9495 | 2060 |  |  | 50 | 3800 | 2038 | 1 | Unknown if building, telemetry, controls, etc. |  |  | 15000 | 1 | 15000
| Building 3559 Well #1 Pump & Motor - 2200-gpm VFD | 1988 | 1 | ea | 25000 | 25000 | 0% | 0% | 0% | 0% | 0% | 0 | 0 | 0 | 0 | 0 | 25000 |  | 5% | 3% | 10% | 0 | 1250 | 750 | 125 | 27125 | 25 | 5000 | 0.65832 | 17856.8422 | 3571.3684 | 2013 |  |  | 25 |  |  |  | In Initial R&R. hp unknown |  |  | 25000 | 1 | 25000
| Building 3559 Well #2 - 55.8-ft depth, 12-in dia. | 1988 | 1 | ea | 7000 | 7000 | 0% | 0% | 0% | 0% | 0% | 0 | 0 | 0 | 0 | 0 | 7000 |  | 5% | 3% | 10% | 0 | 350 | 210 | 35 | 7595 | 50 | 4200 | 0.65832 | 4999.9158 | 2999.9495 | 2060 |  |  | 50 | 3800 | 2038 | 1 | Unknown if building, telemetry, controls, etc. |  |  | 15000 | 1 | 15000
| Building 3559 Well #2 Pump & Motor - 2200-gpm VFD | 1988 | 1 | ea | 25000 | 25000 | 0% | 0% | 0% | 0% | 0% | 0 | 0 | 0 | 0 | 0 | 25000 |  | 5% | 3% | 10% | 0 | 1250 | 750 | 125 | 27125 | 25 | 5000 | 0.65832 | 17856.8422 | 3571.3684 | 2013 |  |  | 25 |  |  |  | In Initial R&R. hp unknown |  |  | 25000 | 1 | 25000
| Building 3563 | 1953 | 1 | ea | 60000 | 60000 | [5 empty] | 0 | 0 | 0 | 0 | 0 | 60000 |  | 5% | 3% | 10% | 0 | 3000 | 1800 | 300 | 65100 | 75 | 16000 | 0.15956 | 10387.6516 | 2770.0404 | 2060 |  |  | 75 | 10000 | 2028 | 1 | One of 2 back-up primary water supply wells. |  |  | 60000 | 1 | 60000
| Building 3563 Well - 109-ft depth, 12-in dia. | 1953 | 1 | ea | 15000 | 15000 | 0% | 0% | 0% | 0% | 0% | 0 | 0 | 0 | 0 | 0 | 15000 |  | 5% | 3% | 10% | 0 | 750 | 450 | 75 | 16275 | 50 | 0 | 0.15956 | 2596.9129 | 0 | 2060 |  |  | 50 | 8100 | 2009 | 1 | In Initial R&R. Unknown if building, telemetry, controls, etc. |  |  | 15000 | 1 | 15000
| Building 3563 Well Pump & Motor - 1000-gpm | 1953 | 1 | ea | 15000 | 15000 | 0% | 0% | 0% | 0% | 0% | 0 | 0 | 0 | 0 | 0 | 15000 |  | 5% | 3% | 10% | 0 | 750 | 450 | 75 | 16275 | 25 | 0 | 0.15956 | 2596.9129 | 0 | 2009 |  |  | 25 |  |  |  | In Initial R&R. hp unknown |  |  | 15000 | 1 | 15000
| Building 3563 Emergency Generator - 220 hp | 1995 | 1 | ea | 55000 | 55000 | 0% | 0% | 0% | 0% | 0% | 0 | 0 | 0 | 0 | 0 | 55000 |  | 5% | 3% | 10% | 0 | 2750 | 1650 | 275 | 59675 | 35 | 34571.4286 | 0.80654 | 48130.0766 | 30253.191 | 2030 |  |  | 35 | [6 empty] | 55000 | 1 | 55000
| Building 3565 | 1970 | 1 | ea | 60000 | 60000 | 0% | 0% | 0% | 0% | 0% | 0 | 0 | 0 | 0 | 0 | 60000 |  | 5% | 3% | 10% | 0 | 3000 | 1800 | 300 | 65100 | 75 | 29600 | 0.23594 | 15359.3818 | 7577.295 | 2060 |  |  | 75 | 10000 | 2045 | 1 | One of 2 back-up primary water supply wells. |  |  | 60000 | 1 | 60000
| Building 3565 Well - 200-ft depth, 16-in dia. | 1970 | 1 | ea | 40000 | 40000 | 0% | 0% | 0% | 0% | 0% | 0 | 0 | 0 | 0 | 0 | 40000 |  | 5% | 3% | 10% | 0 | 2000 | 1200 | 200 | 43400 | 50 | 9600 | 0.23594 | 10239.5878 | 2457.5011 | 2060 |  |  | 50 | 21700 | 2020 | 1 | Unknown if building, telemetry, controls, etc. |  |  | 20000 | 1 | 20000
| Building 3565 Well Pump & Motor - 1000-gpm | 1970 | 1 | ea | 15000 | 15000 | 0% | 0% | 0% | 0% | 0% | 0 | 0 | 0 | 0 | 0 | 15000 |  | 5% | 3% | 10% | 0 | 750 | 450 | 75 | 16275 | 25 | 0 | 0.23594 | 3839.8454 | 0 | 2009 |  |  | 25 |  |  |  | In Initial R&R. hp unknown |  |  | 15000 | 1 | 15000
| Building 3565 Emergency Generator - 25 kW | 1989 | 1 | ea | 40000 | 40000 | 0% | 0% | 0% | 0% | 0% | 0 | 0 | 0 | 0 | 0 | 40000 |  | 5% | 3% | 10% | 0 | 2000 | 1200 | 200 | 43400 | 35 | 18285.7143 | 0.6838 | 29676.9657 | 13566.6129 | 2024 |  |  | 35 | [6 empty] | 40000 | 1 | 40000
| Fire Protection Wells |  |  |  |  | 0 | [5 empty] | 0 | 0 | 0 | 0 | 0 | 0 |  | 5% | 3% | 10% | 0 | 0 | 0 | 0 | 0
| Building 1011 | 1949 | 1 | ea | 60000 | 60000 | 0% | 0% | 0% | 0% | 0% | 0 | 0 | 0 | 0 | 0 | 60000 |  | 5% | 3% | 10% | 0 | 3000 | 1800 | 300 | 65100 | 75 | 12800 | 0.14518 | 9451.1039 | 2016.2355 | 2060 |  |  | 75 | 10000 | 2024 | 1 | In Initial R&R. |  |  | 60000 | 1 | 60000
| Building 1011 Well - 60-ft depth, 8-in dia. | 1949 | 1 | ea | 6000 | 6000 | 0% | 0% | 0% | 0% | 0% | 0 | 0 | 0 | 0 | 0 | 6000 |  | 5% | 3% | 10% | 0 | 300 | 180 | 30 | 6510 | 50 | 0 | 0.14518 | 945.1104 | 0 | 2060 |  |  | 50 | 3300 | 2010 | 1 | Initial R&R. Unknown if building, telemetry, controls, etc. |  |  | 6000 | 1 | 6000
| Building 1011 Well Pump & Motor - 750-gpm | 1949 | 1 | ea | 15000 | 15000 | 0% | 0% | 0% | 0% | 0% | 0 | 0 | 0 | 0 | 0 | 15000 |  | 5% | 3% | 10% | 0 | 750 | 450 | 75 | 16275 | 25 | 0 | 0.14518 | 2362.776 | 0 | 2010 |  |  | 25 |  |  |  | In Initial R&R. hp unknown |  |  | 15000 | 1 | 15000
| Building 1032 | 1950 | 1 | ea | 60000 | 60000 | 0% | 0% | 0% | 0% | 0% | 0 | 0 | 0 | 0 | 0 | 60000 |  | 5% | 3% | 10% | 0 | 3000 | 1800 | 300 | 65100 | 75 | 13600 | 0.14288 | 9301.2563 | 2108.2848 | 2060 |  |  | 75 | 10000 | 2025 | 1 | In Initial R&R. |  |  | 60000 | 1 | 60000
| Building 1032 Well - 58-ft depth, 12-in dia. | 1950 | 1 | ea | 8000 | 8000 | 0% | 0% | 0% | 0% | 0% | 0 | 0 | 0 | 0 | 0 | 8000 |  | 5% | 3% | 10% | 0 | 400 | 240 | 40 | 8680 | 50 | 0 | 0.14288 | 1240.1675 | 0 | 2060 |  |  | 50 | 4300 | 2011 | 1 | In Initial R&R.Unknown if building, telemetry, controls, etc. |  |  | 15000 | 1 | 15000
| Building 1032 Well Pump & Motor - 750-gpm | 1985 | 1 | ea | 15000 | 15000 | 0% | 0% | 0% | 0% | 0% | 0 | 0 | 0 | 0 | 0 | 15000 |  | 5% | 3% | 10% | 0 | 750 | 450 | 75 | 16275 | 25 | 1200 | 0.60685 | 9876.5641 | 790.1251 | 2011 |  |  | 25 |  |  |  | In Initial R&R. hp unknown |  |  | 15000 | 1 | 15000
| Building 1032 Well Emergency Generator - 250 kW | 1993 | 1 | ea | 60000 | 60000 | 0% | 0% | 0% | 0% | 0% | 0 | 0 | 0 | 0 | 0 | 60000 |  | 5% | 3% | 10% | 0 | 3000 | 1800 | 300 | 65100 | 35 | 34285.7143 | 0.77209 | 50263.1754 | 28721.8145 | 2028 |  |  | 35 | [6 empty] | 60000 | 1 | 60000
| Install Sand Trap on 1032 Well - WCU4 | 1950 | 1 | ea | 35000 | 35000 | 0% | 0% | 0% | 0% | 0% | 0 | 0 | 0 | 0 | 0 | 35000 |  | 5% | 3% | 10% | 0 | 1750 | 1050 | 175 | 37975 | 25 | 0 | 0.14288 | 5425.7328 | 0 | 2009 |  |  | 25 | [6 empty] | 35000 | 1 | 35000
| Building 3003 | 1945 | 1 | ea | 60000 | 60000 | 0% | 0% | 0% | 0% | 0% | 0 | 0 | 0 | 0 | 0 | 60000 |  | 5% | 3% | 10% | 0 | 3000 | 1800 | 300 | 65100 | 75 | 9600 | 0.10753 | 7000.0249 | 1120.004 | 2060 |  |  | 75 | 10000 | 2020 | 1 | In Initial R&R. |  |  | 60000 | 1 | 60000
| Building 3003 Well - 160-ft depth, 8-in dia. | 1945 | 1 | ea | 9000 | 9000 | 0% | 0% | 0% | 0% | 0% | 0 | 0 | 0 | 0 | 0 | 9000 |  | 5% | 3% | 10% | 0 | 450 | 270 | 45 | 9765 | 50 | 0 | 0.10753 | 1050.0037 | 0 | 2060 |  |  | 50 | 4900 | 2012 | 1 | Initial R&R. Unknown if building, telemetry, controls, etc. |  |  | 6000 | 1 | 6000
| Building 3003 Well Pump & Motor - 600-gpm | 1945 | 1 | ea | 15000 | 15000 | 0% | 0% | 0% | 0% | 0% | 0 | 0 | 0 | 0 | 0 | 15000 |  | 5% | 3% | 10% | 0 | 750 | 450 | 75 | 16275 | 25 | 0 | 0.10753 | 1750.0062 | 0 | 2012 |  |  | 25 |  |  |  | In Initial R&R. hp unknown |  |  | 15000 | 1 | 15000
| Building 3405 | 1954 | 1 | ea | 60000 | 60000 | 0% | 0% | 0% | 0% | 0% | 0 | 0 | 0 | 0 | 0 | 60000 |  | 5% | 3% | 10% | 0 | 3000 | 1800 | 300 | 65100 | 75 | 16800 | 0.16121 | 10494.6856 | 2938.512 | 2060 |  |  | 75 | 10000 | 2029 | 1 |  |  |  | 60000 | 1 | 60000
| Building 3405 Well - 118-ft depth, 12-in dia. | 1954 | 1 | ea | 15000 | 15000 | 0% | 0% | 0% | 0% | 0% | 0 | 0 | 0 | 0 | 0 | 15000 |  | 5% | 3% | 10% | 0 | 750 | 450 | 75 | 16275 | 50 | 0 | 0.16121 | 2623.6714 | 0 | 2060 |  |  | 50 | 8100 | 2013 | 1 | Unknown if building, telemetry, controls, etc. |  |  | 15000 | 1 | 15000
| Building 3405 Well Pump & Motor - 1000-gpm | 1954 | 1 | ea | 15000 | 15000 | 0% | 0% | 0% | 0% | 0% | 0 | 0 | 0 | 0 | 0 | 15000 |  | 5% | 3% | 10% | 0 | 750 | 450 | 75 | 16275 | 25 | 0 | 0.16121 | 2623.6714 | 0 | 2013 |  |  | 25 |  |  |  | hp unknown |  |  | 15000 | 1 | 15000
| Building 3405 Well Emergency Generator - 220 hp | 1995 | 1 | ea | 55000 | 55000 | 0% | 0% | 0% | 0% | 0% | 0 | 0 | 0 | 0 | 0 | 55000 |  | 5% | 3% | 10% | 0 | 2750 | 1650 | 275 | 59675 | 35 | 34571.4286 | 0.80654 | 48130.0766 | 30253.191 | 2030 |  |  | 35 | [6 empty] | 55000 | 1 | 55000
| Building 4023 | 1950 | 1 | ea | 60000 | 60000 | 0% | 0% | 0% | 0% | 0% | 0 | 0 | 0 | 0 | 0 | 60000 |  | 5% | 3% | 10% | 0 | 3000 | 1800 | 300 | 65100 | 75 | 13600 | 0.14288 | 9301.2563 | 2108.2848 | 2060 |  |  | 75 | 10000 | 2025 | 1 |  |  |  | 60000 | 1 | 60000
| Building 4023 Well - Unknown depth, 12-in dia. | 1950 | 1 | ea | 15000 | 15000 | 0% | 0% | 0% | 0% | 0% | 0 | 0 | 0 | 0 | 0 | 15000 |  | 5% | 3% | 10% | 0 | 750 | 450 | 75 | 16275 | 50 | 0 | 0.14288 | 2325.3141 | 0 | 2060 |  |  | 50 | 8100 | 2014 | 1 | Unknown if building, telemetry, controls, etc. |  |  | 15000 | 1 | 15000
| Drill NEW 4023 well - WCU3 |  | 1 | ea | 30000 | 30000 | 0% | 0% | 0% | 0% | 0% | 0 | 0 | 0 | 0 | 0 | 30000 |  | 5% | 3% | 10% | 0 | 1500 | 900 | 150 | 32550 | 50 | 0 |  | 0 | 0 | 2008 |  |  | 50 | [6 empty] | 30000 | 1 | 30000
| Building 4023 Well Pump & Motor - 750-gpm | 1950 | 1 | ea | 15000 | 15000 | 0% | 0% | 0% | 0% | 0% | 0 | 0 | 0 | 0 | 0 | 15000 |  | 5% | 3% | 10% | 0 | 750 | 450 | 75 | 16275 | 25 | 0 | 0.14288 | 2325.3141 | 0 | 2014 |  |  | 25 |  |  |  | hp unknown |  |  | 15000 | 1 | 15000
| Building 4023 Well Emergency Generator - 220 hp | 1995 | 1 | ea | 55000 | 55000 | 0% | 0% | 0% | 0% | 0% | 0 | 0 | 0 | 0 | 0 | 55000 |  | 5% | 3% | 10% | 0 | 2750 | 1650 | 275 | 59675 | 35 | 34571.4286 | 0.80654 | 48130.0766 | 30253.191 | 2030 |  |  | 35 | [6 empty] | 55000 | 1 | 55000
Fire Protection Wells
| Building 1170 - snow maker | 1949 | 1 | ea | 60000 | 60000 | 0% | 0% | 0% | 0% | 0% | 0 | 0 | 0 | 0 | 0 | 60000 |  | 5% | 3% | 10% | 0 | 3000 | 1800 | 300 | 65100 | 75 | 12800 | 0.14518 | 9451.1039 | 2016.2355 | 2060 |  |  | 75 | 10000 | 2024 | 1 |  |  |  | 60000 | 1 | 60000
| Building 1170 Well - 60-ft depth, 8-in dia. | 1949 | 1 | ea | 6000 | 6000 | 0% | 0% | 0% | 0% | 0% | 0 | 0 | 0 | 0 | 0 | 6000 |  | 5% | 3% | 10% | 0 | 300 | 180 | 30 | 6510 | 50 | 0 | 0.14518 | 945.1104 | 0 | 2060 |  |  | 50 | 3300 | 2015 | 1 | Unknown if building, telemetry, controls, etc. |  |  | 6000 | 1 | 6000
| Building 1170 Well Pump & Motor - 750-gpm | 1990 | 1 | ea | 15000 | 15000 | 0% | 0% | 0% | 0% | 0% | 0 | 0 | 0 | 0 | 0 | 15000 |  | 5% | 3% | 10% | 0 | 750 | 450 | 75 | 16275 | 25 | 4200 | 0.70978 | 11551.6465 | 3234.461 | 2015 |  |  | 25 |  |  |  | hp unknown |  |  | 15000 | 1 | 15000
| Building 1909 - ASP | 2000 | 1 | ea | 60000 | 60000 | 0% | 0% | 0% | 0% | 0% | 0 | 0 | 0 | 0 | 0 | 60000 |  | 5% | 3% | 10% | 0 | 3000 | 1800 | 300 | 65100 | 75 | 53600 | 0.87058 | 56674.5132 | 50629.2318 | 2075 |  |  | 75 | [6 empty] | 60000 | 1 | 60000
| Building 1909 Well - depth 100 ft, 8 in dia | 2000 | 1 | ea | 6000 | 6000 | 0% | 0% | 0% | 0% | 0% | 0 | 0 | 0 | 0 | 0 | 6000 |  | 5% | 3% | 10% | 0 | 300 | 180 | 30 | 6510 | 50 | 5040 | 0.87058 | 5667.4513 | 4760.6591 | 2060 |  |  | 50 | 3300 | 2050 | 1 |  |  |  | 6000 | 1 | 6000
| Building 1909 Well Pump & Motor - 25 gpm | 2000 | 1 | ea | 15000 | 15000 | 0% | 0% | 0% | 0% | 0% | 0 | 0 | 0 | 0 | 0 | 15000 |  | 5% | 3% | 10% | 0 | 750 | 450 | 75 | 16275 | 25 | 10200 | 0.87058 | 14168.6283 | 9634.6672 | 2025 |  |  | 25 |  |  |  | Unknown if building, telemetry, controls, etc. |  |  | 15000 | 1 | 15000
| Building 2092 - Golf Course | 1945 | 1 | ea | 60000 | 60000 | 0% | 0% | 0% | 0% | 0% | 0 | 0 | 0 | 0 | 0 | 60000 |  | 5% | 3% | 10% | 0 | 3000 | 1800 | 300 | 65100 | 75 | 9600 | 0.10753 | 7000.0249 | 1120.004 | 2060 |  |  | 75 | 10000 | 2020 | 1 |  |  |  | 60000 | 1 | 60000
| Building 2092 Well - 106-ft depth, 4-in dia. | 1945 | 1 | ea | 5000 | 5000 | 0% | 0% | 0% | 0% | 0% | 0 | 0 | 0 | 0 | 0 | 5000 |  | 5% | 3% | 10% | 0 | 250 | 150 | 25 | 5425 | 50 | 0 | 0.10753 | 583.3354 | 0 | 2060 |  |  | 50 | 2700 | 2016 | 1 | Unknown if building, telemetry, controls, etc. |  |  | 5000 | 1 | 5000
| Building 2092 Well Pump & Motor - 9-gpm | 1945 | 1 | ea | 5000 | 5000 | 0% | 0% | 0% | 0% | 0% | 0 | 0 | 0 | 0 | 0 | 5000 |  | 5% | 3% | 10% | 0 | 250 | 150 | 25 | 5425 | 25 | 0 | 0.10753 | 583.3354 | 0 | 2016 |  |  | 25 |  |  |  | hp unknown |  |  | 5000 | 1 | 5000
| Building 2095 - Golf Main. | 1954 | 1 | ea | 60000 | 60000 | 0% | 0% | 0% | 0% | 0% | 0 | 0 | 0 | 0 | 0 | 60000 |  | 5% | 3% | 10% | 0 | 3000 | 1800 | 300 | 65100 | 75 | 16800 | 0.16121 | 10494.6856 | 2938.512 | 2060 |  |  | 75 | 10000 | 2029 | 1 |  |  |  | 60000 | 1 | 60000
| Building 2095 Well - 118-ft depth, 12-in dia. | 1954 | 1 | ea | 15000 | 15000 | 0% | 0% | 0% | 0% | 0% | 0 | 0 | 0 | 0 | 0 | 15000 |  | 5% | 3% | 10% | 0 | 750 | 450 | 75 | 16275 | 50 | 0 | 0.16121 | 2623.6714 | 0 | 2060 |  |  | 50 | 8100 | 2017 | 1 | Unknown if building, telemetry, controls, etc. |  |  | 15000 | 1 | 15000
| Building 2095 Well Pump & Motor - 1000-gpm | 1954 | 1 | ea | 15000 | 15000 | 0% | 0% | 0% | 0% | 0% | 0 | 0 | 0 | 0 | 0 | 15000 |  | 5% | 3% | 10% | 0 | 750 | 450 | 75 | 16275 | 25 | 0 | 0.16121 | 2623.6714 | 0 | 2017 |  |  | 25 |  |  |  | hp unknown |  |  | 15000 | 1 | 15000
| Building 5009 - Salvage Yard | 1985 | 1 | ea | 60000 | 60000 | 0% | 0% | 0% | 0% | 0% | 0 | 0 | 0 | 0 | 0 | 60000 |  | 5% | 3% | 10% | 0 | 3000 | 1800 | 300 | 65100 | 75 | 41600 | 0.60685 | 39506.2565 | 27391.0045 | 2060 |  |  | 75 |  |  |  | Installation date unknown - Est. 1985. |  |  | 60000 | 1 | 60000
| Building 5009 Well - 75 ft depth, 6-in dia. | 1987 | 1 | ea | 6000 | 6000 | 0% | 0% | 0% | 0% | 0% | 0 | 0 | 0 | 0 | 0 | 6000 |  | 5% | 3% | 10% | 0 | 300 | 180 | 30 | 6510 | 50 | 3480 | 0.63776 | 4151.8496 | 2408.0728 | 2060 |  |  | 50 | 3300 | 2037 | 1 | Unknown if building, telemetry, controls, etc. Installation date unknown. Est. 1985. Assume 100' - 8" |  |  | 6000 | 1 | 6000
| Building 5009 Well Pump & Motor - 50 gpm | 1987 | 1 | ea | 10000 | 10000 | 0% | 0% | 0% | 0% | 0% | 0 | 0 | 0 | 0 | 0 | 10000 |  | 5% | 3% | 10% | 0 | 500 | 300 | 50 | 10850 | 25 | 1600 | 0.63776 | 6919.7493 | 1107.1599 | 2035 |  |  | 25 | [6 empty] | 10000 | 1 | 10000
| Building 5108 - Range Control | 1985 | 1 | ea | 60000 | 60000 | 0% | 0% | 0% | 0% | 0% | 0 | 0 | 0 | 0 | 0 | 60000 |  | 5% | 3% | 10% | 0 | 3000 | 1800 | 300 | 65100 | 50 | 32400 | 0.60685 | 39506.2565 | 21333.3785 | 2060 |  |  | 50 | 10000 | 2035 | 1 | Year installed unknown - Est. 1985 |  |  | 60000 | 1 | 60000
| Building 5108 Well - 75-ft depth, 6-in dia. | 1985 | 1 | ea | 5000 | 5000 | 0% | 0% | 0% | 0% | 0% | 0 | 0 | 0 | 0 | 0 | 5000 |  | 5% | 3% | 10% | 0 | 250 | 150 | 25 | 5425 | 50 | 2700 | 0.60685 | 3292.188 | 1777.7815 | 2060 |  |  | 50 | 2700 | 2035 | 1 | Unknown if building, telemetry, controls, etc. Installation date unknown. Est. 1985 |  |  | 5000 | 1 | 5000
| Building 5108 Well Pump & Motor - 55-gpm | 1985 | 1 | ea | 15000 | 15000 | 0% | 0% | 0% | 0% | 0% | 0 | 0 | 0 | 0 | 0 | 15000 |  | 5% | 3% | 10% | 0 | 750 | 450 | 75 | 16275 | 25 | 1200 | 0.60685 | 9876.5641 | 790.1251 | 2035 |  |  | 25 | [6 empty] | 15000 | 1 | 15000
| Building 5110 - Range | 1985 | 1 | ea | 60000 | 60000 | 0% | 0% | 0% | 0% | 0% | 0 | 0 | 0 | 0 | 0 | 60000 |  | 5% | 3% | 10% | 0 | 3000 | 1800 | 300 | 65100 | 75 | 41600 | 0.60685 | 39506.2565 | 27391.0045 | 2060 |  |  | 75 |  |  |  | Installation date unknown - Est. 1985 |  |  | 60000 | 1 | 60000
| Building 5110 Well - 75-ft depth, 6-in dia. | 1985 | 1 | ea | 5000 | 5000 | 0% | 0% | 0% | 0% | 0% | 0 | 0 | 0 | 0 | 0 | 5000 |  | 5% | 3% | 10% | 0 | 250 | 150 | 25 | 5425 | 50 | 2700 | 0.60685 | 3292.188 | 1777.7815 | 2060 |  |  | 50 | 2700 | 2035 | 1 | Unknown if building, telemetry, controls, etc. Installation date unknown. Est. 1985 |  |  | 5000 | 1 | 5000
| Building 5110 Well Pump & Motor - 9-gpm | 1985 | 1 | ea | 5000 | 5000 | 0% | 0% | 0% | 0% | 0% | 0 | 0 | 0 | 0 | 0 | 5000 |  | 5% | 3% | 10% | 0 | 250 | 150 | 25 | 5425 | 25 | 400 | 0.60685 | 3292.188 | 263.375 | 2035 |  |  | 25 | [6 empty] | 5000 | 1 | 5000
| Install Water Treatment Equipment at the Range - WCU6 | 2008 | 1 | ea | 10000 | 10000 | 0% | 0% | 0% | 0% | 0% | 0 | 0 | 0 | 0 | 0 | 10000 |  |  | 3% | 10% | 0 | 0 | 300 | 0 | 10300 | 25 | 10000 | 1.02 | 0 | 0 | 2010 |  |  | 25 |  |  |  | This deficiency will be addressed by project HCU1. Reinsulatesteam and condensate piping to correct overheating problem in water distribution system |  |  | 10000 | 1 | 10000
| Building 1172 - Ski Hill | 1987 | 1 | ea | 60000 | 60000 | 0% | 0% | 0% | 0% | 0% | [5 empty] | 60000 |  | 5% | 3% | 10% | 0 | 3000 | 1800 | 300 | 65100 | 75 | 43200 | 0.63776 | 41518.4961 | 29893.3172 | 2062 |  |  | 75 | [6 empty] | 60000 | 1 | 60000
| Building 1172 Well - depth 60 ft, 8 in dia | 1987 | 1 | ea | 6000 | 6000 | 0% | 0% | 0% | 0% | 0% | [5 empty] | 6000 |  | 5% | 3% | 10% | 0 | 300 | 180 | 30 | 6510 | 50 | 3480 | 0.63776 | 4151.8496 | 2408.0728 | 2060 |  |  | 50 | 3300 | 2037 | 1 |  |  |  | 6000 | 1 | 6000
| Building 1172 Well Pump & Motor - 25 gpm | 1987 | 1 | ea | 15000 | 15000 | 0% | 0% | 0% | 0% | 0% | [5 empty] | 15000 |  | 5% | 3% | 10% | 0 | 750 | 450 | 75 | 16275 | 25 | 2400 | 0.63776 | 10379.624 | 1660.7398 | 2012 |  |  | 25 | [6 empty] | 15000 | 1 | 15000
| Ski Hill Water Treatment Equipment - WCU5 | 2008 | 1 | ea | 15000 | 15000 | 0% | 0% | 0% | 0% | 0% | 0 | 0 | 0 | 0 | 0 | 15000 |  | 5% | 3% | 10% | 0 | 750 | 450 | 75 | 16275 | 25 | 15000 | 1.02 | 0 | 0 | 2010 |  |  | 25 | [6 empty] | 15000 | 1 | 15000
| Building 1173 - POL | 1987 | 1 | ea | 60000 | 60000 | 0% | 0% | 0% | 0% | 0% | [5 empty] | 60000 |  | 5% | 3% | 10% | 0 | 3000 | 1800 | 300 | 65100 | 75 | 43200 | 0.63776 | 41518.4961 | 29893.3172 | 2062 |  |  | 75 | [6 empty] | 60000 | 1 | 60000
| Building 1172 Well - depth 60 ft, 8 in dia | 1987 | 1 | ea | 6000 | 6000 | 0% | 0% | 0% | 0% | 0% | [5 empty] | 6000 |  | 5% | 3% | 10% | 0 | 300 | 180 | 30 | 6510 | 50 | 3480 | 0.63776 | 4151.8496 | 2408.0728 | 2060 |  |  | 50 | 3300 | 2037 | 1 |  |  |  | 6000 | 1 | 6000
| Building 1172 Well Pump & Motor - 9 gpm | 1987 | 1 | ea | 15000 | 15000 | 0% | 0% | 0% | 0% | 0% | [5 empty] | 15000 |  | 5% | 3% | 10% | 0 | 750 | 450 | 75 | 16275 | 25 | 2400 | 0.63776 | 10379.624 | 1660.7398 | 2012 |  |  | 25 | [6 empty] | 15000 | 1 | 15000
| Building 3594 - Well at CHPP | 1988 | 1 | ea | 60000 | 60000 | 0% | 0% | 0% | 0% | 0% | [5 empty] | 60000 |  | 5% | 3% | 10% | 0 | 3000 | 1800 | 300 | 65100 | 75 | 44000 | 0.65832 | 42856.4213 | 31428.0423 | 2063 |  |  | 75 | [6 empty] | 60000 | 1 | 60000
| Building 3594 Well - depth 100 ft, 10 in dia | 1988 | 1 | ea | 12000 | 12000 | 0% | 0% | 0% | 0% | 0% | [5 empty] | 12000 |  | 5% | 3% | 10% | 0 | 600 | 360 | 60 | 13020 | 50 | 7200 | 0.65832 | 8571.2843 | 5142.7706 | 2060 |  |  | 50 | 6500 | 2037 | 1 |  |  |  | 6000 | 1 | 6000
| Building 3594 Well Pump & Motor - 400 gpm | 1988 | 1 | ea | 15000 | 15000 | 0% | 0% | 0% | 0% | 0% | [5 empty] | 15000 |  | 5% | 3% | 10% | 0 | 750 | 450 | 75 | 16275 | 25 | 3000 | 0.65832 | 10714.1053 | 2142.8211 | 2013 |  |  | 25 | [6 empty] | 15000 | 1 | 15000
| Building 5008 - DRMO | 1987 | 1 | ea | 60000 | 60000 | 0% | 0% | 0% | 0% | 0% | [5 empty] | 60000 |  | 5% | 3% | 10% | 0 | 3000 | 1800 | 300 | 65100 | 75 | 43200 | 0.63776 | 41518.4961 | 29893.3172 | 2062 |  |  | 75 | [6 empty] | 60000 | 1 | 60000
| Building 5008 Well - depth 75 ft, 6 in dia | 1987 | 1 | ea | 6000 | 6000 | 0% | 0% | 0% | 0% | 0% | [5 empty] | 6000 |  | 5% | 3% | 10% | 0 | 300 | 180 | 30 | 6510 | 50 | 3480 | 0.63776 | 4151.8496 | 2408.0728 | 2060 |  |  | 50 | 3300 | 2037 | 1 |  |  |  | 6000 | 1 | 6000
| Building 5008 Well Pump & Motor - 10 gpm | 1987 | 1 | ea | 15000 | 15000 | 0% | 0% | 0% | 0% | 0% | [5 empty] | 15000 |  | 5% | 3% | 10% | 0 | 750 | 450 | 75 | 16275 | 25 | 2400 | 0.63776 | 10379.624 | 1660.7398 | 2012 |  |  | 25 | [6 empty] | 15000 | 1 | 15000
| Building BRTS River - BRTS | 1959 | 1 | ea | 60000 | 60000 | 0% | 0% | 0% | 0% | 0% | [5 empty] | 60000 |  | 5% | 3% | 10% | 0 | 3000 | 1800 | 300 | 65100 | 75 | 20800 | 0.18086 | 11773.7421 | 4081.5639 | 2060 |  |  | 75 | 10000 | 2034 | 1 |  |  |  | 60000 | 1 | 60000
| Building BRTS River Well - depth 102 ft, 8 in dia | 1959 | 1 | ea | 6000 | 6000 | 0% | 0% | 0% | 0% | 0% | [5 empty] | 6000 |  | 5% | 3% | 10% | 0 | 300 | 180 | 30 | 6510 | 50 | 120 | 0.18086 | 1177.3742 | 23.5475 | 2060 |  |  | 50 | 3300 | 2009 | 1 |  |  |  | 6000 | 1 | 6000
| Building BRTS River Well Pump & Motor - 40 gpm | 1959 | 1 | ea | 15000 | 15000 | 0% | 0% | 0% | 0% | 0% | [5 empty] | 15000 |  | 5% | 3% | 10% | 0 | 750 | 450 | 75 | 16275 | 25 | 0 | 0.18086 | 2943.4355 | 0 | 2009 |  |  | 25 | [6 empty] | 15000 | 1 | 15000
| Building BRTS Hill - BRTS | 1974 | 1 | ea | 60000 | 60000 | 0% | 0% | 0% | 0% | 0% | [5 empty] | 60000 |  | 5% | 3% | 10% | 0 | 3000 | 1800 | 300 | 65100 | 75 | 32800 | 0.29143 | 18971.7799 | 10371.2397 | 2060 |  |  | 75 | 10000 | 2049 | 1 |  |  |  | 60000 | 1 | 60000
| Building BRTS Hill Well - depth 375 ft, 6 in dia | 1974 | 1 | ea | 19000 | 19000 | 0% | 0% | 0% | 0% | 0% | [5 empty] | 19000 |  | 5% | 3% | 10% | 0 | 950 | 570 | 95 | 20615 | 50 | 6080 | 0.29143 | 6007.7303 | 1922.4737 | 2060 |  |  | 50 | 10300 | 2024 | 1 |  |  |  | 6000 | 1 | 6000
| Building BRTS Hill Well Pump & Motor - 6 gpm | 1974 | 1 | ea | 15000 | 15000 | 0% | 0% | 0% | 0% | 0% | [5 empty] | 15000 |  | 5% | 3% | 10% | 0 | 750 | 450 | 75 | 16275 | 25 | 0 | 0.29143 | 4742.945 | 0 | 2024 |  |  | 25 | [6 empty] | 15000 | 1 | 15000
| Building Bolio - Bolio Lake | 1989 | 1 | ea | 60000 | 60000 | 0% | 0% | 0% | 0% | 0% | [5 empty] | 60000 |  | 5% | 3% | 10% | 0 | 3000 | 1800 | 300 | 65100 | 75 | 44800 | 0.6838 | 44515.4486 | 33238.2016 | 2064 |  |  | 75 | [6 empty] | 60000 | 1 | 60000
| Building Bolio Well - depth 310 ft, 6 in dia | 1989 | 1 | ea | 16000 | 16000 | 0% | 0% | 0% | 0% | 0% | [5 empty] | 16000 |  | 5% | 3% | 10% | 0 | 800 | 480 | 80 | 17360 | 50 | 9920 | 0.6838 | 11870.7863 | 7359.8875 | 2060 |  |  | 50 | 8700 | 2039 | 1 |  |  |  | 6000 | 1 | 6000
| Building Bolio Well Pump & Motor - 42 gpm | 1989 | 1 | ea | 15000 | 15000 | 0% | 0% | 0% | 0% | 0% | [5 empty] | 15000 |  | 5% | 3% | 10% | 0 | 750 | 450 | 75 | 16275 | 25 | 3600 | 0.6838 | 11128.8622 | 2670.9269 | 2014 |  |  | 25 | [6 empty] | 15000 | 1 | 15000
| Building GRTS - GRTS | 1955 | 1 | ea | 60000 | 60000 | 0% | 0% | 0% | 0% | 0% | [5 empty] | 60000 |  | 5% | 3% | 10% | 0 | 3000 | 1800 | 300 | 65100 | 75 | 17600 | 0.16294 | 10607.0713 | 3111.4076 | 2060 |  |  | 75 | 10000 | 2030 | 1 |  |  |  | 60000 | 1 | 60000
| Building GRTS Well - depth 550 ft, 8 in dia | 1955 | 1 | ea | 36000 | 36000 | 0% | 0% | 0% | 0% | 0% | [5 empty] | 36000 |  | 5% | 3% | 10% | 0 | 1800 | 1080 | 180 | 39060 | 50 | 0 | 0.16294 | 6364.2428 | 0 | 2060 |  |  | 50 | 19500 | 2010 | 1 |  |  |  | 6000 | 1 | 6000
| Building GRTS Well Pump & Motor - 6 gpm | 1955 | 1 | ea | 15000 | 15000 | 0% | 0% | 0% | 0% | 0% | [5 empty] | 15000 |  | 5% | 3% | 10% | 0 | 750 | 450 | 75 | 16275 | 25 | 0 | 0.16294 | 2651.7678 | 0 | 2010 |  |  | 25 | [6 empty] | 15000 | 1 | 15000
| Building 1605 - Texas Range | 1962 | 1 | ea | 60000 | 60000 | 0% | 0% | 0% | 0% | 0% | [5 empty] | 60000 |  | 5% | 3% | 10% | 0 | 3000 | 1800 | 300 | 65100 | 75 | 23200 | 0.18809 | 12244.6918 | 4734.6142 | 2060 |  |  | 75 | 10000 | 2037 | 1 |  |  |  | 60000 | 1 | 60000
| Building 1605 Well - depth 316 ft, 6 in dia | 1962 | 1 | ea | 16000 | 16000 | 0% | 0% | 0% | 0% | 0% | [5 empty] | 16000 |  | 5% | 3% | 10% | 0 | 800 | 480 | 80 | 17360 | 50 | 1280 | 0.18809 | 3265.2511 | 261.2201 | 2060 |  |  | 50 | 8700 | 2012 | 1 |  |  |  | 6000 | 1 | 6000
| Building 1605 Well Pump & Motor - 6 gpm | 1962 | 1 | ea | 15000 | 15000 | 0% | 0% | 0% | 0% | 0% | [5 empty] | 15000 |  | 5% | 3% | 10% | 0 | 750 | 450 | 75 | 16275 | 25 | 0 | 0.18809 | 3061.173 | 0 | 2012 |  |  | 25 | [6 empty] | 15000 | 1 | 15000
| Building KD Range - KD Range | 1987 | 1 | ea | 60000 | 60000 | 0% | 0% | 0% | 0% | 0% | [5 empty] | 60000 |  | 5% | 3% | 10% | 0 | 3000 | 1800 | 300 | 65100 | 75 | 43200 | 0.63776 | 41518.4961 | 29893.3172 | 2062 |  |  | 75 | [6 empty] | 60000 | 1 | 60000
| Building KD Range - depth 158 ft, 6 in dia | 1987 | 1 | ea | 8000 | 8000 | 0% | 0% | 0% | 0% | 0% | [5 empty] | 8000 |  | 5% | 3% | 10% | 0 | 400 | 240 | 40 | 8680 | 50 | 4640 | 0.63776 | 5535.7995 | 3210.7637 | 2060 |  |  | 50 | 4300 | 2037 | 1 |  |  |  | 6000 | 1 | 6000
| Building KD Range Well Pump & Motor - 6 gpm | 1987 | 1 | ea | 15000 | 15000 | 0% | 0% | 0% | 0% | 0% | [5 empty] | 15000 |  | 5% | 3% | 10% | 0 | 750 | 450 | 75 | 16275 | 25 | 2400 | 0.63776 | 10379.624 | 1660.7398 | 2012 |  |  | 25 | [6 empty] | 15000 | 1 | 15000
| Building S1421 - Miss. Range | 1987 | 1 | ea | 60000 | 60000 | 0% | 0% | 0% | 0% | 0% | [5 empty] | 60000 |  | 5% | 3% | 10% | 0 | 3000 | 1800 | 300 | 65100 | 75 | 43200 | 0.63776 | 41518.4961 | 29893.3172 | 2062 |  |  | 75 | [6 empty] | 60000 | 1 | 60000
| Building S1421 - depth 440 ft, 6 in dia | 1987 | 1 | ea | 22000 | 22000 | 0% | 0% | 0% | 0% | 0% | [5 empty] | 22000 |  | 5% | 3% | 10% | 0 | 1100 | 660 | 110 | 23870 | 50 | 12760 | 0.63776 | 15223.4486 | 8829.6002 | 2060 |  |  | 50 | 11900 | 2037 | 1 |  |  |  | 6000 | 1 | 6000
| Building S1421 Well Pump & Motor - 6 gpm | 1987 | 1 | ea | 15000 | 15000 | 0% | 0% | 0% | 0% | 0% | [5 empty] | 15000 |  | 5% | 3% | 10% | 0 | 750 | 450 | 75 | 16275 | 25 | 2400 | 0.63776 | 10379.624 | 1660.7398 | 2012 |  |  | 25 | [6 empty] | 15000 | 1 | 15000
| Building Ark Range - Ark Range | 1987 | 1 | ea | 60000 | 60000 | 0% | 0% | 0% | 0% | 0% | [5 empty] | 60000 |  | 5% | 3% | 10% | 0 | 3000 | 1800 | 300 | 65100 | 75 | 43200 | 0.63776 | 41518.4961 | 29893.3172 | 2062 |  |  | 75 | [6 empty] | 60000 | 1 | 60000
| Building Ark Range - depth 140 ft, 6 in dia | 1987 | 1 | ea | 8000 | 8000 | 0% | 0% | 0% | 0% | 0% | [5 empty] | 8000 |  | 5% | 3% | 10% | 0 | 400 | 240 | 40 | 8680 | 50 | 4640 | 0.63776 | 5535.7995 | 3210.7637 | 2060 |  |  | 50 | 4300 | 2037 | 1 |  |  |  | 6000 | 1 | 6000
| Building Ark Range Well Pump & Motor - 6 gpm | 1987 | 1 | ea | 15000 | 15000 | 0% | 0% | 0% | 0% | 0% | [5 empty] | 15000 |  | 5% | 3% | 10% | 0 | 750 | 450 | 75 | 16275 | 25 | 2400 | 0.63776 | 10379.624 | 1660.7398 | 2012 |  |  | 25 | [6 empty] | 15000 | 1 | 15000
| Building Skeet Range - Skeet Range | 1988 | 1 | ea | 60000 | 60000 | 0% | 0% | 0% | 0% | 0% | [5 empty] | 60000 |  | 5% | 3% | 10% | 0 | 3000 | 1800 | 300 | 65100 | 75 | 44000 | 0.65832 | 42856.4213 | 31428.0423 | 2063 |  |  | 75 | [6 empty] | 60000 | 1 | 60000
| Building Skeet Range - depth 235 ft, 6 in dia | 1988 | 1 | ea | 12000 | 12000 | 0% | 0% | 0% | 0% | 0% | [5 empty] | 12000 |  | 5% | 3% | 10% | 0 | 600 | 360 | 60 | 13020 | 50 | 7200 | 0.65832 | 8571.2843 | 5142.7706 | 2060 |  |  | 50 | 6500 | 2037 | 1 |  |  |  | 6000 | 1 | 6000
| Building Skeet Range Well Pump & Motor - 6 gpm | 1988 | 1 | ea | 15000 | 15000 | 0% | 0% | 0% | 0% | 0% | [5 empty] | 15000 |  | 5% | 3% | 10% | 0 | 750 | 450 | 75 | 16275 | 25 | 3000 | 0.65832 | 10714.1053 | 2142.8211 | 2013 |  |  | 25 | [6 empty] | 15000 | 1 | 15000
WATER SOFTENERS
| Building 4065 - Hospital |  |  |  |  | 0 | [10 empty] | 0 |  | 5% | 3% | 10% | 0 | 0 | 0 | 0 | 0
| Building 4065 capacity - 13/12 gpm | 1990 | 1 | ea | 10000 | 10000 | 0% | 0% | 0% | 0% | 0% | [5 empty] | 10000 |  | 5% | 3% | 10% | 0 | 500 | 300 | 50 | 10850 | 25 | 2800 | 0.70978 | 7701.0977 | 2156.3074 | 2015 |  |  | 25 | [6 empty] | 10000 | 1 | 10000
Building 2095 - Golf Maint
| Building 2095 capacity - 22 gpm | 1990 | 1 | ea | 3000 | 3000 | 0% | 0% | 0% | 0% | 0% | [5 empty] | 3000 |  | 5% | 3% | 10% | 0 | 150 | 90 | 15 | 3255 | 25 | 840 | 0.70978 | 2310.3293 | 646.8922 | 2015 |  |  | 25 | [6 empty] | 3000 | 1 | 3000
Building 3406 - Dental Clinic
| Building 3406 capacity - 11 gpm | 1990 | 1 | ea | 3000 | 3000 | 0% | 0% | 0% | 0% | 0% | [5 empty] | 3000 |  | 5% | 3% | 10% | 0 | 150 | 90 | 15 | 3255 | 25 | 840 | 0.70978 | 2310.3293 | 646.8922 | 2015 |  |  | 25 | [6 empty] | 3000 | 1 | 3000
Building 3703 - Auto Shop
| Building 3703 capacity - 24 gpm | 1990 | 1 | ea | 3000 | 3000 | 0% | 0% | 0% | 0% | 0% | [5 empty] | 3000 |  | 5% | 3% | 10% | 0 | 150 | 90 | 15 | 3255 | 25 | 840 | 0.70978 | 2310.3293 | 646.8922 | 2015 |  |  | 25 | [6 empty] | 3000 | 1 | 3000
Building 3452 - Swim Pool
| Building 3452 capacity - 10 gpm | 1990 | 1 | ea | 10000 | 10000 | 0% | 0% | 0% | 0% | 0% | [5 empty] | 10000 |  | 5% | 3% | 10% | 0 | 500 | 300 | 50 | 10850 | 25 | 2800 | 0.70978 | 7701.0977 | 2156.3074 | 2015 |  |  | 25 | [6 empty] | 10000 | 1 | 10000
[19 empty] | 5% | 3% | 10% | 0 | 0 | 0 | 0 | 0
| Deluge Tanks | 1988 | 8 | ea | 100000 | 800000 | 0% | 0% | 0% | 0% | 0% | [5 empty] | 800000 |  | 5% | 5% | 10% | 0 | 40000 | 40000 | 4000 | 884000 | 75 | 586666.6667 | 0.65832 | 581952.019 | 426764.814 | 2063 |  |  | 75 | [6 empty] | 100000 | 1 | 100000
[6 empty] | 0 | [21 empty] | 0 |  | 0
| WATER TREATMENT |  |  |  |  | 0 | [21 empty] | 0 |  | 0
| Water Treatment Plant |  |  |  |  | 0 | [21 empty] | 0 |  | 0
| Building 3565 - Water Treatment Plant | 1953 | 5000 | sf | 415 | 2075000 | 5% | 2% | 5% | 12.2% | 10% | 103750 | 43575 | 111116.25 | 284679.8325 | 261812.1083 | 2879933.1908 | 7.7% | 5% | 5% | 10% | 221754.8557 | 143996.6595 | 143996.6595 | 36575.1515 | 3426256.517 | 75 | 553333.3333 | 0.15956 | 546709.0459 | 145789.0789 | 2060 |  |  | 75 | 40000 | 2029 | 1 | Size & type of building unknown. Square feet assumed. |  |  | 415 | 1 | 415
| Chlorine Feed System & Storage | 1983 | 1 | ea | 450000 | 450000 | 0% | 0% | 0% | 0% | 0% | 0 | 0 | 0 | 0 | 0 | 450000 |  | 5% | 5% | 10% |  |  |  |  | 450000 | 25 | 0 | 0.56657 | 254957.9933 | 0 | 2008 |  |  | 25 |  |  |  | In Initial R&R. Installation date unknown. Est. 1983 |  |  | 450000 | 1 | 450000
| Potassium Permanganate Feed System & Storage | 1983 | 1 | ea | 25000 | 25000 | 0% | 0% | 0% | 0% | 0% | 0 | 0 | 0 | 0 | 0 | 25000 |  | 5% | 3% | 10% |  |  |  |  | 25000 | 25 | 0 | 0.56657 | 14164.333 | 0 | 2008 |  |  | 25 |  |  |  | In Initial R&R. |  |  | 25000 | 1 | 25000
| Pressure Filter - 8-ft dia. containing anthracite, manganese greensand, & gravel | 1983 | 1 | ea | 830000 | 830000 | 0% | 0% | 0% | 0% | 0% | 0 | 0 | 0 | 0 | 0 | 830000 |  | 5% | 5% | 10% | 0 | 41500 | 41500 | 4150 | 917150 | 30 | 138333.3333 | 0.56657 | 519632.7191 | 86605.4532 | 2023 |  |  | 40 |  |  |  | Current filtration capacity is deemed insufficient to meet near-term future growth. Summer peak flows not observed from operating data. GHU intertie allows for Pressure Filter Project to be deferred for 10 years pending detialed condition assessment and Master Plan update, while still providing long term redundancy and method to address summer peak flows and/or near term growth. |  |  | 830000 | 1 | 830000
| Pressure Filter - 8-ft dia. containing anthracite, manganese greensand, & gravel | 1983 | 1 | ea | 830000 | 830000 | 0% | 0% | 0% | 0% | 0% | 0 | 0 | 0 | 0 | 0 | 830000 |  | 5% | 5% | 10% | 0 | 41500 | 41500 | 4150 | 917150 | 30 | 138333.3333 | 0.56657 | 519632.7191 | 86605.4532 | 2024 |  |  | 40 | [6 empty] | 830000 | 1 | 830000
| Pressure Filter - 8-ft dia. containing anthracite, manganese greensand, & gravel | 1983 | 1 | ea | 830000 | 830000 | 0% | 0% | 0% | 0% | 0% | 0 | 0 | 0 | 0 | 0 | 830000 |  | 5% | 5% | 10% | 0 | 41500 | 41500 | 4150 | 917150 | 30 | 138333.3333 | 0.56657 | 519632.7191 | 86605.4532 | 2025 |  |  | 40 | [6 empty] | 830000 | 1 | 830000
| Pressure Filter - 8-ft dia. containing anthracite, manganese greensand, & gravel | 1983 | 1 | ea | 830000 | 830000 | 0% | 0% | 0% | 0% | 0% | 0 | 0 | 0 | 0 | 0 | 830000 |  | 5% | 5% | 10% | 0 | 41500 | 41500 | 4150 | 917150 | 30 | 138333.3333 | 0.56657 | 519632.7191 | 86605.4532 | 2026 |  |  | 40 | [6 empty] | 830000 | 1 | 830000
| Pressure Filter Capacity - Additonal Pressure Filter - WCU2 | 2008 | 1 | ea | 830000 | 830000 | 0% | 0% | 0% | 0% | 0% | 0 | 0 | 0 | 0 | 0 | 830000 |  | 5% | 5% | 10% | 0 | 41500 | 41500 | 4150 | 917150 | 25 | 830000 | 0 | 0 | 0 | 2033 |  |  | 25 | [6 empty] | 830000 | 1 | 830000
| Sodium Hypochlorite Feed System & Storage | 1983 | 1 | ea | 25000 | 25000 | 0% | 0% | 0% | 0% | 0% | 0 | 0 | 0 | 0 | 0 | 25000 |  | 5% | 3% | 10% | 0 | 1250 | 750 | 125 | 27125 | 25 | 0 | 0.56657 | 15368.3013 | 0 | 2008 |  |  | 25 |  |  |  | In Initial R&R. Installation date unknown. Est. 1983 |  |  | 25000 | 1 | 25000
| Fluoride Feed System & Storage | 1983 | 1 | ea | 25000 | 25000 | 0% | 0% | 0% | 0% | 0% | 0 | 0 | 0 | 0 | 0 | 25000 |  | 5% | 3% | 10% | 0 | 1250 | 750 | 125 | 27125 | 25 | 0 | 0.56657 | 15368.3013 | 0 | 2008 |  |  | 25 |  |  |  | In Initial R&R. Installation date unknown. Est. 1983 |  |  | 25000 | 1 | 25000
| Soda Ash Feed System & Storage | 1983 | 1 | ea | 50000 | 50000 | 0% | 0% | 0% | 0% | 0% | 0 | 0 | 0 | 0 | 0 | 50000 |  | 5% | 3% | 10% | 0 | 2500 | 1500 | 250 | 54250 | 25 | 0 | 0.56657 | 30736.6025 | 0 | 2008 |  |  | 25 |  |  |  | In Initial R&R. Installation date unknown. Est. 1983 |  |  | 50000 | 1 | 50000
| Sodium Hexametaphosphate Feed System & Storage | 1983 | 1 | ea | 50000 | 50000 | 0% | 0% | 0% | 0% | 0% | 0 | 0 | 0 | 0 | 0 | 50000 |  | 5% | 3% | 10% | 0 | 2500 | 1500 | 250 | 54250 | 25 | 0 | 0.56657 | 30736.6025 | 0 | 2008 |  |  | 25 |  |  |  | In Initial R&R. Installation date unknown. Est. 1983 |  |  | 50000 | 1 | 50000
| Standy Generator | 1950 | 1 | ea | 50000 | 50000 | 0% | 0% | 0% | 0% | 0% | 0 | 0 | 0 | 0 | 0 | 50000 |  |  | 3% | 10% | 0 | 0 | 1500 | 0 | 51500 | 35 | 0 | 0.14288 | 7358.1367 | 0 | 2008 |  |  | 35 |  |  |  | In Initial CIP |  |  | 50000 | 1 | 50000
WATER STORAGE
| Water Treatment Plant Clearwell Tank 375,000 gallons | 1953 | 375000 | gal | 13 | 4875000 | 0% | 0% | 0% | 0% | 0% | 0 | 0 | 0 | 0 | 0 | 4875000 |  | 5% | 5% | 10% | 0 | 243750 | 243750 | 24375 | 5386875 | 75 | 1300000 | 0.15956 | 859554.2327 | 229214.462 | 2060 |  |  | 75 | 50000 | 2029 | 1 | Assumed that clearwell constructed when plant built, maintence to extend life |  |  | 13 | 1 | 13
| High Service Pumps | 1983 | 4 | ea | 50000 | 200000 | 0% | 0% | 0% | 0% | 0% | 0 | 0 | 0 | 0 | 0 | 200000 |  | 5% | 5% | 10% | 0 | 10000 | 10000 | 1000 | 221000 | 25 | 0 | 0.56657 | 125212.7034 | 0 | 2008 |  |  | 25 |  |  |  | In Initial R&R. Pumps from Clear Well to Distribution. Size and installation date unknown. 2 pumps are VFD. Installation date unknown. Est. 1983. |  |  | 50000 | 1 | 50000
| Install Emergency Generator for Service Pumps -WCU1 - 200HP | 2008 | 1 | ea | 250000 | 250000 | 0% | 0% | 0% | 0% | 0% | 0 | 0 | 0 | 0 | 0 | 250000 |  | 5% | 5% | 10% | 0 | 12500 | 12500 | 1250 | 276250 | 35 | 250000 | 1.02 | 0 | 0 | 2008 |  |  | 35 |  |  |  | Initial CU |  |  | 250000 | 1 | 250000
WATER DISTRIBUTION SYSTEM
Booster Stations
| North Post Water System - WCU6 - chlorine booster station (refer also to HCU1) | 2008 | 1 | ea | 68000 | 68000 | 5% | 2% | 5% | 12.2% | 10% | 3400 | 1428 | 3641.4 | 9329.2668 | 8579.8667 | 94378.5335 | 5% | 0% | 3% | 0% | 4718.9267 | 0 | 2831.356 | 0 | 101928.8162 | 75 | 68000 | 1.02 | 0 | 0 | 2008 |  |  | 75 |  |  |  | This deficiency will be addressed in HCU1 under CHPP and Heat Distribution |  |  | 68000 | 1 | 68000
0
| Connected Hydrants |  |  |  |  | 0
Utilidor-Installed, Pipe Material Unknown
| Connected Hydrants (20%) | 1955 | 65 | ea | 3500 | 227500 | 0% | 0% | 0% | 0% | 0% | 0 | 0 | 0 | 0 | 0 | 227500 |  | 5% | 5% | 10% | 0 | 11375 | 11375 | 1137.5 | 251387.5 | 70 | 55250 | 0.16294 | 40959.8332 | 9947.3881 | 2025 |  |  | 70 |  |  |  | Assume installation date of 1955. |  |  | 3500 | 1 | 3500
| Connected Hydrants (20%) | 1955 | 65 | ea | 3500 | 227500 | 0% | 0% | 0% | 0% | 0% | 0 | 0 | 0 | 0 | 0 | 227500 |  | 5% | 5% | 10% | 0 | 11375 | 11375 | 1137.5 | 251387.5 | 70 | 55250 | 0.16294 | 40959.8332 | 9947.3881 | 2026 |  |  | 70 |  |  |  | Assume installation date of 1955. |  |  | 3500 | 1 | 3500
| Connected Hydrants (20%) | 1955 | 65 | ea | 3500 | 227500 | 0% | 0% | 0% | 0% | 0% | 0 | 0 | 0 | 0 | 0 | 227500 |  | 5% | 5% | 10% | 0 | 11375 | 11375 | 1137.5 | 251387.5 | 70 | 55250 | 0.16294 | 40959.8332 | 9947.3881 | 2027 |  |  | 70 |  |  |  | Assume installation date of 1955. |  |  | 3500 | 1 | 3500
| Connected Hydrants (20%) | 1955 | 65 | ea | 3500 | 227500 | 0% | 0% | 0% | 0% | 0% | 0 | 0 | 0 | 0 | 0 | 227500 |  | 5% | 5% | 10% | 0 | 11375 | 11375 | 1137.5 | 251387.5 | 70 | 55250 | 0.16294 | 40959.8332 | 9947.3881 | 2028 |  |  | 70 |  |  |  | Assume installation date of 1955. |  |  | 3500 | 1 | 3500
| Connected Hydrants (20%) | 1955 | 65 | ea | 3500 | 227500 | 0% | 0% | 0% | 0% | 0% | 0 | 0 | 0 | 0 | 0 | 227500 |  | 5% | 5% | 10% | 0 | 11375 | 11375 | 1137.5 | 251387.5 | 70 | 55250 | 0.16294 | 40959.8332 | 9947.3881 | 2029 |  |  | 70 |  |  |  | Assume installation date of 1955. |  |  | 3500 | 1 | 3500
| Total |  | 325
| Direct-Buried, Pipe Material Unknown | [33 empty] | 0
| Connected Hydrants | 1987 | 22 | ea | 3500 | 77000 | 0% | 0% | 0% | 0% | 0% | 0 | 0 | 0 | 0 | 0 | 77000 |  | 5% | 3% | 10% | 0 | 3850 | 2310 | 385 | 83545 | 70 | 53900 | 0.63776 | 53282.07 | 37297.449 | 2057 |  |  | 70 |  |  |  | Install date unknown - assume 1987 |  |  | 3500 | 1 | 3500
WATER INTERTIE WITH GHU (Alternative to WCU2)
| 16" DIP Line West | 2008 | 0 | lf | 360 | 0 | 0% | 0% | 0% | 0% | 0% | 0 | 0 | 0 | 0 | 0 | 0 |  | 5% | 3% | 10% | 0 | 0 | 0 | 0 | 0 | 70 | 0 | 1.02 | 0 |  | 2013 |  |  | 70 |  |  |  | Potable water intertie with GHU to provide water redundancy and peaking capacity, allowing for deferral of some Pressure Filter upgrades |  |  | 360 | 1 | 360
| 16 " DIP Line East | 2008 | 0 | lf | 360 | 0 | 0% | 0% | 0% | 0% | 0% | 0 | 0 | 0 | 0 | 0 | 0 |  | 5% | 3% | 10% | 0 | 0 | 0 | 0 | 0 | 70 | 0 | 1.02 | 0 |  | 2013 |  |  | 70 | [6 empty] | 360 | 1 | 360
| Circulation Station | 2008 | 0 | ea | 188000 | 0 | 0% | 0% | 0% | 0% | 0% | 0 | 0 | 0 | 0 | 0 | 0 |  | 5% | 3% | 10% | 0 | 0 | 0 | 0 | 0 | 70 | 0 | 1.02 | 0 |  | 2013 |  |  | 70 | [6 empty] | 188000 | 1 | 188000
| booster station | 2008 | 0 | ea | 188000 | 0 | 0% | 0% | 0% | 0% | 0% | 0 | 0 | 0 | 0 | 0 | 0 |  | 5% | 3% | 10% | 0 | 0 | 0 | 0 | 0 | 70 | 0 | 1.02 | 0 |  | 2013 |  |  | 70 | [6 empty] | 188000 | 1 | 188000
Water Meters
| New Water Meters - WCU7 [ basic hardware & install cost] | 2008 | 321 | ea | 639 | 205119 | 5% | 2% | 5% | 12.2% | 10% | 10255.95 | 4307.499 | 10984.1225 | 28141.3217 | 25880.7893 | 284688.6825 | 5% | 0% | 5% | 0% | 14234.4341 | 0 | 14234.4341 | 0 | 313157.5507 | 25 | 205119 | 1.02 | 0 | 0 | 2008 |  |  | 25 | [6 empty] | 1287 | 1 | 1287
| New Water Meters [ one-time/initial services costs] | 2008 | 321 | ea | 520 | 166920 | 5% | 2% | 5% | 12.2% | 10% | 8346 | 3505.32 | 8938.566 | 22900.6061 | 21061.0492 | 231671.5413 | 5% | 0% | 5% | 0% | 11583.5771 | 0 | 11583.5771 | 0 | 254838.6954 | 50 | 166920 | 1.02 | 0 | 0 | 2008 |  |  | 50 | [6 empty] | 1012 | 1 | 1012
| New Water Meters [ AMR Hard-wire com. Line cost ] | 2008 | 321 | ea | 81 | 26001 | 5% | 2% | 5% | 12.2% | 10% | 1300.05 | 546.021 | 1392.3536 | 3567.2098 | 3280.6634 | 36087.2978 | 5% | 0% | 5% | 0% | 1804.3649 | 0 | 1804.3649 | 0 | 39696.0276 | 25 | 26001 | 1.02 | 0 | 0 | 2008 |  |  | 25 | [6 empty] | 127 | 1 | 127
Oper. & Maintenance/ OTP Capitalized Assets
| Oper. & Maintenance Base Facilities Depot | 2008 | 0.1 | ea | 1387328 | 138732.8 | 0% | 0% | 0% | 0% | 0% | 0 | 0 | 0 | 0 | 0 | 138732.8 | 0% | 0% | 0% | 0% | 0 | 0 | 0 | 0 | 138732.8 | 75 | 138732.8 | 1.02 | 0 | 0 | 2008 |  |  | 75
O&M Vehicle Fleet:
| Pick Up Trucks | 2008 | 3 | ea | 35000 | 105000 | 0% | 0% | 0% | 0% | 0% | 0 | 0 | 0 | 0 | 0 | 105000 |  | 0% | 0% | 0% | 0 | 0 | 0 | 0 | 105000 | 10 | 105000 | 1.02 | 0 | 0 | 2008 |  |  | 10
| Utility Truck | 2008 | 1 | ea | 40000 | 40000 | 0% | 0% | 0% | 0% | 0% | 0 | 0 | 0 | 0 | 0 | 40000 |  | 0% | 0% | 0% | 0 | 0 | 0 | 0 | 40000 | 10 | 40000 | 1.02 | 0 | 0 | 2008 |  |  | 10
| Backhoe Rubber Tired | 2008 | 0.5 | ea | 80000 | 40000 | 0% | 0% | 0% | 0% | 0% | 0 | 0 | 0 | 0 | 0 | 40000 |  | 0% | 0% | 0% | 0 | 0 | 0 | 0 | 40000 | 10 | 40000 | 1.02 | 0 | 0 | 2008 |  |  | 10
| Flat bed Crane | 2008 | 0.5 | ea | 55000 | 27500 | 0% | 0% | 0% | 0% | 0% | 0 | 0 | 0 | 0 | 0 | 27500 |  | 0% | 0% | 0% | 0 | 0 | 0 | 0 | 27500 | 10 | 27500 | 1.02 | 0 | 0 | 2008 |  |  | 10
| Dump Truck | 2008 | 0.5 | ea | 80000 | 40000 | 0% | 0% | 0% | 0% | 0% | 0 | 0 | 0 | 0 | 0 | 40000 |  | 0% | 0% | 0% | 0 | 0 | 0 | 0 | 40000 | 15 | 40000 | 1.02 | 0 | 0 | 2008 |  |  | 15
| Operational Transition Period Start-up Costs | 2008 | 1 | ea | 709627 | 709627 | 0% | 0% | 0% | 0% | 0% | 0 | 0 | 0 | 0 | 0 | 709627 |  | 0% | 0% | 0% | 0 | 0 | 0 | 0 | 709627 | 50 | 709627 | 1.02 | 0 | 0 | 2008 |  |  | 50
| WATER DISTRIBUTION PIPING SYSTEM |  |  |  |  | 0
| Utilidor-Installed, Pipe Material Unknown - Galvanized, Ductile Iron, AC, PVC, or Concrete |  |  |  |  | 0
X | <1" | 1954 | 266 | lf | 75 | 19950 | 0% | 0% | 0% | 0% | 0% | 0 | 0 | 0 | 0 | 0 | 19950 |  | 5% | 3% | 10% | 0 | 997.5 | 598.5 | 99.75 | 21645.75 | 70 | 4560 | 0.16121 | 3489.483 | 797.5961 | 2024 |  |  | 70 | [6 empty] | 75 | 1 | 75
X | 1.5" | 1961 | 3168 | lf | 103 | 326304 | 0% | 0% | 0% | 0% | 0% | 0 | 0 | 0 | 0 | 0 | 326304 |  | 5% | 5% | 10% | 0 | 16315.2 | 16315.2 | 1631.52 | 360565.92 | 70 | 107214.1714 | 0.18579 | 66989.0725 | 22010.6952 | 2031 |  |  | 70 | [6 empty] | 103 | 1 | 103
X | 2" | 1958 | 4991 | lf | 127 | 633857 | 0% | 0% | 0% | 0% | 0% | 0 | 0 | 0 | 0 | 0 | 633857 |  | 5% | 5% | 10% | 0 | 31692.85 | 31692.85 | 3169.285 | 700411.985 | 70 | 181102 | 0.17814 | 124773.7794 | 35649.6512 | 2028 |  |  | 70 | [6 empty] | 127 | 1 | 127
X | 2.5" | 1953 | 760 | lf | 143 | 108680 | 0% | 0% | 0% | 0% | 0% | 0 | 0 | 0 | 0 | 0 | 108680 |  | 5% | 3% | 10% | 0 | 5434 | 3260.4 | 543.4 | 117917.8 | 70 | 23288.5714 | 0.15956 | 18815.4995 | 4031.8928 | 2023 |  |  | 70 | [6 empty] | 143 | 1 | 143
X | 3" | 1962 | 7115 | lf | 150 | 1067250 | 0% | 0% | 0% | 0% | 0% | 0 | 0 | 0 | 0 | 0 | 1067250 |  | 5% | 5% | 10% | 0 | 53362.5 | 53362.5 | 5336.25 | 1179311.25 | 70 | 365914.2857 | 0.18809 | 221817.2473 | 76051.6276 | 2032 |  |  | 70 | [6 empty] | 150 | 1 | 150
X | 4" | 1958 | 7571 | lf | 174 | 1317354 | 0% | 0% | 0% | 0% | 0% | 0 | 0 | 0 | 0 | 0 | 1317354 |  | 5% | 5% | 10% | 0 | 65867.7 | 65867.7 | 6586.77 | 1455676.17 | 70 | 376386.8571 | 0.17814 | 259319.1167 | 74091.1762 | 2028 |  |  | 70 | [6 empty] | 174 | 1 | 174
X | 6" | 1964 | 26415 | lf | 182 | 4807530 | 0% | 0% | 0% | 0% | 0% | 0 | 0 | 0 | 0 | 0 | 4807530 |  | 5% | 5% | 10% | 0 | 240376.5 | 240376.5 | 24037.65 | 5312320.65 | 70 | 1785654 | 0.19278 | 1024089.6522 | 380376.1565 | 2034 |  |  | 70 | [6 empty] | 182 | 1 | 182
X | 8" | 1962 | 64276 | lf | 190 | 12212440 | 0% | 0% | 0% | 0% | 0% | 0 | 0 | 0 | 0 | 0 | 12212440 |  | 5% | 5% | 10% | 0 | 610622 | 610622 | 61062.2 | 13494746.2 | 70 | 4187122.2857 | 0.18809 | 2538233.6126 | 870251.5243 | 2032 |  |  | 70 | [6 empty] | 190 | 1 | 190
X | 10" | 1955 | 19939 | lf | 198 | 3947922 | 0% | 0% | 0% | 0% | 0% | 0 | 0 | 0 | 0 | 0 | 3947922 |  | 5% | 5% | 10% | 0 | 197396.1 | 197396.1 | 19739.61 | 4362453.81 | 70 | 958781.0571 | 0.16294 | 710796.5997 | 172622.0314 | 2025 |  |  | 70 | [6 empty] | 198 | 1 | 198
X | 12" | 1972 | 14006 | lf | 206 | 2885236 | 0% | 0% | 0% | 0% | 0% | 0 | 0 | 0 | 0 | 0 | 2885236 |  | 5% | 5% | 10% | 0 | 144261.8 | 144261.8 | 14426.18 | 3188185.78 | 70 | 1401400.3429 | 0.26019 | 829522.5271 | 402910.9418 | 2042 |  |  | 70 | [6 empty] | 206 | 1 | 206
X | 14" | 1983 | 7082 | lf | 222 | 1572204 | 0% | 0% | 0% | 0% | 0% | 0 | 0 | 0 | 0 | 0 | 1572204 |  | 5% | 5% | 10% | 0 | 78610.2 | 78610.2 | 7861.02 | 1737285.42 | 70 | 1010702.5714 | 0.56657 | 984299.5656 | 632764.0065 | 2053 |  |  | 70 | [6 empty] | 222 | 1 | 222
X | 16" | 1979 | 2564 | lf | 238 | 610232 | 0% | 0% | 0% | 0% | 0% | 0 | 0 | 0 | 0 | 0 | 610232 |  | 5% | 5% | 10% | 0 | 30511.6 | 30511.6 | 3051.16 | 674306.36 | 70 | 357421.6 | 0.42633 | 287475.3545 | 168378.4219 | 2049 |  |  | 70 | [6 empty] | 238 | 1 | 238
X | 18" | 1976 | 735 | lf | 245 | 180075 | 0% | 0% | 0% | 0% | 0% | 0 | 0 | 0 | 0 | 0 | 180075 |  | 5% | 5% | 10% | 0 | 9003.75 | 9003.75 | 900.375 | 198982.875 | 70 | 97755 | 0.34354 | 68359.5071 | 37109.4467 | 2046 |  |  | 70 | [6 empty] | 245 | 1 | 245
X | Unknown Diameter (assumed 3") | 1961 | 1831 | lf | 150 | 274650 | 0% | 0% | 0% | 0% | 0% | 0 | 0 | 0 | 0 | 0 | 274650 |  | 5% | 5% | 10% | 0 | 13732.5 | 13732.5 | 1373.25 | 303488.25 | 70 | 90242.1429 | 0.18579 | 56384.6865 | 18526.397 | 2031 |  |  | 70 |  |  |  | Assume pipe is 8" to 12" diameter. |  |  | 150 | 1 | 150
0
| Direct-Buried, Pipe Material Unknown - Galvanized, Ductile Iron, AC, PVC, or Concrete |  |  |  |  | 0
X | 1" | 1992 | 22 | lf | 75 | 1650 | 0% | 0% | 0% | 0% | 0% | 0 | 0 | 0 | 0 | 0 | 1650 |  | 5% | 3% | 10% | 0 | 82.5 | 49.5 | 8.25 | 1790.25 | 70 | 1272.8571 | 0.75302 | 1348.0935 | 1039.9578 | 2062 |  |  | 70 | [6 empty] | 75 | 1 | 75
X | 2" | 1980 | 1138 | lf | 75 | 85350 | 0% | 0% | 0% | 0% | 0% | 0 | 0 | 0 | 0 | 0 | 85350 |  | 5% | 3% | 10% | 0 | 4267.5 | 2560.5 | 426.75 | 92604.75 | 70 | 51210 | 0.46299 | 42875.2593 | 25725.1556 | 2050 |  |  | 70 | [6 empty] | 75 | 1 | 75
X | 6" | 1988 | 3140 | lf | 135 | 423900 | 0% | 0% | 0% | 0% | 0% | 0 | 0 | 0 | 0 | 0 | 423900 |  | 5% | 5% | 10% | 0 | 21195 | 21195 | 2119.5 | 468409.5 | 70 | 302785.7143 | 0.65832 | 308361.8261 | 220258.4472 | 2058 |  |  | 70 | [6 empty] | 135 | 1 | 135
X | 8" | 1987 | 3075 | lf | 140 | 430500 | 0% | 0% | 0% | 0% | 0% | 0 | 0 | 0 | 0 | 0 | 430500 |  | 5% | 5% | 10% | 0 | 21525 | 21525 | 2152.5 | 475702.5 | 70 | 301350 | 0.63776 | 303386.3652 | 212370.4557 | 2057 |  |  | 70 | [6 empty] | 140 | 1 | 140
X | 10" | 1989 | 3323 | lf | 145 | 481835 | 0% | 0% | 0% | 0% | 0% | 0 | 0 | 0 | 0 | 0 | 481835 |  | 5% | 5% | 10% | 0 | 24091.75 | 24091.75 | 2409.175 | 532427.675 | 70 | 351051.2143 | 0.6838 | 364074.6053 | 265254.3553 | 2059 |  |  | 70 | [6 empty] | 145 | 1 | 145
X | 12" | 1987 | 8316 | lf | 150 | 1247400 | 0% | 0% | 0% | 0% | 0% | 0 | 0 | 0 | 0 | 0 | 1247400 |  | 5% | 5% | 10% | 0 | 62370 | 62370 | 6237 | 1378377 | 70 | 873180 | 0.63776 | 879080.4924 | 615356.3447 | 2057 |  |  | 70 | [6 empty] | 150 | 1 | 150
X | 14" (includes trench dewatering costs) | 1987 | 4228 | lf | 355 | 1500940 | 0% | 0% | 0% | 0% | 0% | 0 | 0 | 0 | 0 | 0 | 1500940 |  | 5% | 5% | 10% | 0 | 75047 | 75047 | 7504.7 | 1658538.7 | 70 | 1050658 | 0.63776 | 1057757.7957 | 740430.457 | 2057 |  |  | 70 | [6 empty] | 355 | 1 | 355
X | 16" (includes trench dewatering costs) | 1977 | 9838 | lf | 360 | 3541680 | 0% | 0% | 0% | 0% | 0% | 0 | 0 | 0 | 0 | 0 | 3541680 |  | 5% | 5% | 10% | 0 | 177084 | 177084 | 17708.4 | 3913556.4 | 70 | 1973221.7143 | 0.37034 | 1449363.2398 | 807502.3765 | 2047 |  |  | 70 | [6 empty] | 360 | 1 | 360
X | Unknown Diameter (assumed 8") | 1968 | 334 | lf | 140 | 46760 | 0% | 0% | 0% | 0% | 0% | 0 | 0 | 0 | 0 | 0 | 46760 |  | 5% | 3% | 10% | 0 | 2338 | 1402.8 | 233.8 | 50734.6 | 70 | 20040 | 0.2144 | 10877.3393 | 4661.7169 | 2038 |  |  | 70 |  |  |  | Assume 8" diameter. |  |  | 140 | 1 | 140
[6 empty] | 0 | [23 empty] | 0
[6 empty] | 56367098.8 | [21 empty] | 23031903.2333 |  | 17786031.4617 | 7746729.1338
Total - 2009 to 2013 only | [25 empty] | 3425005.8899
Total - 2014 to 2019 only | [25 empty] | 101990
Total - 2020 to 2058 only | [25 empty] | 47424079.17
Total - 2009 to 2058 | [25 empty] | 50951075.0599 | [9 empty] | 426100
Total WDS | [5 empty] | 1977.775 | [19 empty] | 44793435.0599 | 49.4099 |  |  |  | 5788170.8318 | 2027.1849
Total WTP | [25 empty] | 6157640 |  |  |  |  | 1958558.302
Note on AG8: John Shaw: Default condition is year installed plus ODL
Note on AJ8: John Shaw: uses orginal design life as default unless overriden by new entry
Note on AK8: John Shaw: estimated total major maintenance cost for asset
Note on AL8: John Shaw: starting yearof the major maintenacne program
Note on AM8: John Shaw: numberof years of the major maintenance program
Note on AN28: CH2M HILL: Not for Vani - Include WRR1 and highlight the list
Note on C40: John Shaw: override date
Note on B63: CH2M HILL: Updated data from J11-8, Table 4.2. Added well depth and diameter.
Note on B64: CH2M HILL: Updated data from J11-8, Table 4.2. Added pump gpm
Note on C74: CH2M HILL: Updated data from J11-8, Table 4.2. Changed installed year from 1985 to 1987
Note on B75: CH2M HILL: Updated data from J11-8, Table 4.2. Added pump gpm, well depth and diameter. Changed installed year from 1985 to 1987
Note on B76: CH2M HILL: Updated data from J11-8, Table 4.2. Added pump gpm, well depth and diameter. Changed installed year from 1985 to 1987
Note on C78: CH2M HILL: Updated data from J11-8, Table 4.2. Changed installed year from 1985 to 1987
Note on C79: CH2M HILL: Updated data from J11-8, Table 4.2. Changed installed year from 1985 to 1987
Note on C80: CH2M HILL: Updated data from J11-8, Table 4.2. Changed installed year from 1985 to 1987
Note on C82: CH2M HILL: Updated data from J11-8, Table 4.2. Changed installed year from 1985 to 1987
Note on C83: CH2M HILL: Updated data from J11-8, Table 4.2. Changed installed year from 1985 to 1987
Note on C84: CH2M HILL: Updated data from J11-8, Table 4.2. Changed installed year from 1985 to 1987
Note on B85: CH2M HILL: Added
Note on B87: CH2M HILL: New addition, Based on 2006 J attachment, Page J11-8, Table 4.2. Added Building 1172 - well and pump/motar
Note on B88: CH2M HILL: New addition, Based on 2006 J attachment, Page J11-8, Table 4.2. Added Building 1172 - well and pump/motar
Note on B89: CH2M HILL: New addition, Based on 2006 J attachment, Page J11-8, Table 4.2. Added Building 1172 - well and pump/motar
Note on F90: CH2M HILL: Changed from 40,000 to $15,000
Note on AB90: CH2M HILL: Changed from 35 to 7
Note on B92: CH2M HILL: New addition, Based on 2006 J attachment, Page J11-8, Table 4.2. Added Building 1173 - well and pump/motar
Note on B93: CH2M HILL: New addition, Based on 2006 J attachment, Page J11-8, Table 4.2. Added Building 1173 - well and pump/motar
Note on B94: CH2M HILL: New addition, Based on 2006 J attachment, Page J11-8, Table 4.2. Added Building 11723- well and pump/motar
Note on B96: CH2M HILL: New addition, Based on 2006 J attachment, Page J11-8, Table 4.2. Added Building 3594 - well and pump/motar
Note on B97: CH2M HILL: New addition, Based on 2006 J attachment, Page J11-8, Table 4.2. Added Building 3594 - well and pump/motar
Note on B98: CH2M HILL: New addition, Based on 2006 J attachment, Page J11-8, Table 4.2. Added Building 3594- well and pump/motar
Note on B100: CH2M HILL: New addition, Based on 2006 J attachment, Page J11-8, Table 4.2. Added Building 5008 - well and pump/motar
Note on B101: CH2M HILL: New addition, Based on 2006 J attachment, Page J11-8, Table 4.2. Added Building 5008 - well and pump/motar
Note on B102: CH2M HILL: New addition, Based on 2006 J attachment, Page J11-8, Table 4.2. Added Building 5008 - well and pump/motar
Note on B104: CH2M HILL: New addition, Based on 2006 J attachment, Page J11-8, Table 4.2. Added Building BRTS River - well and pump/motar
Note on B105: CH2M HILL: New addition, Based on 2006 J attachment, Page J11-8, Table 4.2. Added Building BRTS River - well and pump/motar
Note on B106: CH2M HILL: New addition, Based on 2006 J attachment, Page J11-8, Table 4.2. Added Building BRTS River - well and pump/motar
Note on B108: CH2M HILL: New addition, Based on 2006 J attachment, Page J11-8, Table 4.2. Added Building BRTS Hill - well and pump/motar
Note on B109: CH2M HILL: New addition, Based on 2006 J attachment, Page J11-8, Table 4.2. Added Building BRTS Hill - well and pump/motar
Note on B110: CH2M HILL: New addition, Based on 2006 J attachment, Page J11-8, Table 4.2. Added Building BRTS Hill - well and pump/motar
Note on B112: CH2M HILL: New addition, Based on 2006 J attachment, Page J11-8, Table 4.2. Added Building Bolio - well and pump/motar
Note on B113: CH2M HILL: New addition, Based on 2006 J attachment, Page J11-8, Table 4.2. Added Building Bolio - well and pump/motar
Note on B114: CH2M HILL: New addition, Based on 2006 J attachment, Page J11-8, Table 4.2. Added Building Bolio - well and pump/motar
Note on B116: CH2M HILL: New addition, Based on 2006 J attachment, Page J11-8, Table 4.2. Added Building Bolio - well and pump/motar
Note on B117: CH2M HILL: New addition, Based on 2006 J attachment, Page J11-8, Table 4.2. Added Building Bolio - well and pump/motar
Note on B118: CH2M HILL: New addition, Based on 2006 J attachment, Page J11-8, Table 4.2. Added Building Bolio - well and pump/motar
Note on B120: CH2M HILL: New addition, Based on 2006 J attachment, Page J11-8, Table 4.2. Added Building 1605 - well and pump/motar
Note on B121: CH2M HILL: New addition, Based on 2006 J attachment, Page J11-8, Table 4.2. Added Building 1605 - well and pump/motar
Note on B122: CH2M HILL: New addition, Based on 2006 J attachment, Page J11-8, Table 4.2. Added Building 1605 - well and pump/motar
Note on B124: CH2M HILL: New addition, Based on 2006 J attachment, Page J11-8, Table 4.2. Added Building KD Range - well and pump/motar
Note on B125: CH2M HILL: New addition, Based on 2006 J attachment, Page J11-8, Table 4.2. Added Building KD Range - well and pump/motar
Note on B126: CH2M HILL: New addition, Based on 2006 J attachment, Page J11-8, Table 4.2. Added Building KD Range - well and pump/motar
Note on B128: CH2M HILL: New addition, Based on 2006 J attachment, Page J11-8, Table 4.2. Added Building S1421 - well and pump/motar
Note on B129: CH2M HILL: New addition, Based on 2006 J attachment, Page J11-8, Table 4.2. Added Building S1421 - well and pump/motar
Note on B130: CH2M HILL: New addition, Based on 2006 J attachment, Page J11-8, Table 4.2. Added Building S1421 - well and pump/motar
Note on B132: CH2M HILL: New addition, Based on 2006 J attachment, Page J11-8, Table 4.2. Added Building Ark Range - well and pump/motar
Note on B133: CH2M HILL: New addition, Based on 2006 J attachment, Page J11-8, Table 4.2. Added Building Ark Range - well and pump/motar
Note on B134: CH2M HILL: New addition, Based on 2006 J attachment, Page J11-8, Table 4.2. Added Building Ark Range - well and pump/motar
Note on B136: CH2M HILL: New addition, Based on 2006 J attachment, Page J11-8, Table 4.2. Added Building Skeet Range - well and pump/motar
Note on B137: CH2M HILL: New addition, Based on 2006 J attachment, Page J11-8, Table 4.2. Added Building Skeet Range - well and pump/motar
Note on B138: CH2M HILL: New addition, Based on 2006 J attachment, Page J11-8, Table 4.2. Added Building Skeet Range - well and pump/motar
Note on B142: CH2M HILL: New addition, Based on 2006 J attachment, Page J11-8, Table 4.2. Added Building 4065
Note on B144: CH2M HILL: New addition, Based on 2006 J attachment, Page J11-8, Table 4.2. Added Building 2095
Note on B145: CH2M HILL: New addition, Based on 2006 J attachment, Page J11-8, Table 4.2. Added Building 2095
Note on B147: CH2M HILL: New addition, Based on 2006 J attachment, Page J11-8, Table 4.2. Added Building 3406
Note on B148: CH2M HILL: New addition, Based on 2006 J attachment, Page J11-8, Table 4.2. Added Building 3406
Note on B150: CH2M HILL: New addition, Based on 2006 J attachment, Page J11-8, Table 4.2. Added Building 3703
Note on B151: CH2M HILL: New addition, Based on 2006 J attachment, Page J11-8, Table 4.2. Added Building 3703
Note on B153: CH2M HILL: New addition, Based on 2006 J attachment, Page J11-8, Table 4.2. Added Building 3452
Note on B154: CH2M HILL: New addition, Based on 2006 J attachment, Page J11-8, Table 4.2. Added Building 3452
Note on B156: CH2M HILL: New addition, Based on 2006 J attachment, Page J11-15 Table 6.3. Added Deluge Tanks
Note on AE167: John N Shaw: override for new project
Note on AF167: John N Shaw: override for new project
Note on C172: J Shaw: dummy number so Macor will work
Note on C177: CH2M HILL: Will be installed in 2009 dummy number for Depreciation macro
Note on D186: CH2M HILL: Based on 2006 J attachments, Page J11-15, Table 6.1, Changed quantity from 260 to 325.
Note on D187: CH2M HILL: Based on 2006 J attachments, Page J11-15, Table 6.1, Changed quantity from 260 to 325.
Note on D188: CH2M HILL: Based on 2006 J attachments, Page J11-15, Table 6.1, Changed quantity from 260 to 325.
Note on D189: CH2M HILL: Based on 2006 J attachments, Page J11-15, Table 6.1, Changed quantity from 260 to 325.
Note on D190: CH2M HILL: Based on 2006 J attachments, Page J11-15, Table 6.1, Changed quantity from 260 to 325.
Note on D193: CH2M HILL: Based on 2006 J attachments, Page J11-15, Table 6.2, Changed quantity from 19 to 22.
Note on D196: John Shaw: 4000 LF
Note on AG196: CH2M HILL: Changed fron 2010 to 2013
Note on D197: John Shaw: 5300 LF
Note on AG197: CH2M HILL: Changed fron 2010 to 2013
Note on D198: John Shaw: 1 only
Note on AG198: CH2M HILL: Changed fron 2010 to 2013
Note on D199: John Shaw: 1 only
Note on AG199: CH2M HILL: Changed fron 2010 to 2013
Note on B202: CH2M HILL: Based on 2006 J attachments, Page J11-20
Note on D202: CH2M HILL: Existing (3) + New (206) = 209
Note on AE202: John N Shaw: override ICU Project
Note on AE208: John Shaw: override

## Wainwright Water - R&R Proj (hidden)
Fort Wainwright Water Distribution R&R Projects
Project Number: Year 2
Project Title: Upgrade Water System
Year That Payment for Project Will Begin: Year 2 of the 50 Year Contract
Project Description | Year Implemented | Year Payments Begin | Quantity | Unit of Measure | Cost/UOM | Base Constr Cost (no markups) | Contingency | Bonds, Insurance | General Conditions | G & A | Profit | Total Capital Cost | Studies plus Predesign | Design | SDC | Fee on Professional Services | Total Project Cost | Engineering | Construction | GM
[7 empty] | 5% | 2% | 5% | 12.2% | 10% |  | 7.7% | 5% | 3% | 10%
- | 2008 | In Initial Replacements |  |  |  | 1621040 | 81052 | 34041.84 | 86806.692 | 222398.7449 | 204533.9277 | 2249873.2046 | 173240.2368 | 112493.6602 | 67496.1961 | 35323.0093 | 2638426.307 | 0 | 0 | 0
- | 2009 | In Initial Replacements |  |  |  | 80000 | 4000 | 1680 | 4284 | 10975.608 | 10093.9608 | 111033.5688 | 8549.5848 | 5551.6784 | 3331.0071 | 1743.227 | 130209.0661 | 0 | 0 | 0
- | 2010 | In Initial Replacements |  |  |  | 55000 | 2750 | 1155 | 2945.25 | 7545.7305 | 6939.5981 | 76335.5786 | 5877.8395 | 3816.7789 | 2290.0674 | 1198.4686 | 89518.733 | 0 | 0 | 0
- | 2011 | In Initial Replacements |  |  |  | 15000 | 750 | 315 | 803.25 | 2057.9265 | 1892.6177 | 20818.7942 | 1603.0471 | 1040.9397 | 624.5638 | 326.8551 | 24414.1999
- | 2012 | In Initial Replacements |  |  |  | 120000 | 6000 | 2520 | 6426 | 16463.412 | 15140.9412 | 166550.3532 | 12824.3772 | 8327.5177 | 4996.5106 | 2614.8405 | 195313.5992
| 2013 | 2014 |  |  |  | 95000 | 4750 | 1995 | 5087.25 | 13033.5345 | 11986.5785 | 131852.3629 | 10152.6319 | 6592.6181 | 3955.5709 | 2070.0821 | 154623.266
| 2014 | 2015 |  |  |  | 30000 | 1500 | 630 | 1606.5 | 4115.853 | 3785.2353 | 41637.5883 | 3206.0943 | 2081.8794 | 1249.1276 | 653.7101 | 48828.3998
| 2015 | 2016 |  |  |  | 44000 | 2200 | 924 | 2356.2 | 6036.5844 | 5551.6784 | 61068.4628 | 4702.2716 | 3053.4231 | 1832.0539 | 958.7749 | 71614.9864
| 2016 | 2017 |  |  |  | 5000 | 250 | 105 | 267.75 | 685.9755 | 630.8726 | 6939.5981 | 534.349 | 346.9799 | 208.1879 | 108.9517 | 8138.0666
| 2017 | 2018 |  |  |  | 15000 | 750 | 315 | 803.25 | 2057.9265 | 1892.6177 | 20818.7942 | 1603.0471 | 1040.9397 | 624.5638 | 326.8551 | 24414.1999
| 2018 | 2019 |  |  |  | 0 | 0 | 0 | 0 | 0 | 0 | 0 | 0 | 0 | 0 | 0 | 0
| 2019 | 2020 |  |  |  | 0 | 0 | 0 | 0 | 0 | 0 | 0 | 0 | 0 | 0 | 0 | 0
| 2020 | 2021 |  |  |  | 0 | 0 | 0 | 0 | 0 | 0 | 0 | 0 | 0 | 0 | 0 | 0
| 2021 | 2022 |  |  |  | 0 | 0 | 0 | 0 | 0 | 0 | 0 | 0 | 0 | 0 | 0 | 0
| 2022 | 2023 |  |  |  | 0 | 0 | 0 | 0 | 0 | 0 | 0 | 0 | 0 | 0 | 0 | 0
| 2023 | 2024 |  |  |  | 830000 | 41500 | 17430 | 44446.5 | 113871.933 | 104724.8433 | 1151973.2763 | 88701.9423 | 57598.6638 | 34559.1983 | 18085.9804 | 1350919.0611
| 2024 | 2025 |  |  |  | 885000 | 44250 | 18585 | 47391.75 | 121417.6635 | 111664.4414 | 1228308.8549 | 94579.7818 | 61415.4427 | 36849.2656 | 19284.449 | 1440437.7941
| 2025 | 2026 |  |  |  | 1072500 | 53625 | 22522.5 | 57432.375 | 147141.7447 | 135322.162 | 1488543.7817 | 114617.8712 | 74427.1891 | 44656.3135 | 23370.1374 | 1745615.2928
| 2026 | 2027 |  |  |  | 1057500 | 52875 | 22207.5 | 56629.125 | 145083.8183 | 133429.5443 | 1467724.9876 | 113014.824 | 73386.2494 | 44031.7496 | 23043.2823 | 1721201.0929
| 2027 | 2028 |  |  |  | 227500 | 11375 | 4777.5 | 12182.625 | 31211.8852 | 28704.701 | 315751.7113 | 24312.8818 | 15787.5856 | 9472.5513 | 4957.3019 | 370282.0318
| 2028 | 2029 |  |  |  | 287500 | 14375 | 6037.5 | 15395.625 | 39443.5912 | 36275.1716 | 399026.8879 | 30725.0704 | 19951.3444 | 11970.8066 | 6264.7221 | 467938.8314
| 2029 | 2030 |  |  |  | 227500 | 11375 | 4777.5 | 12182.625 | 31211.8852 | 28704.701 | 315751.7113 | 24312.8818 | 15787.5856 | 9472.5513 | 4957.3019 | 370282.0318
| 2030 | 2031 |  |  |  | 165000 | 8250 | 3465 | 8835.75 | 22637.1915 | 20818.7942 | 229006.7357 | 17633.5186 | 11450.3368 | 6870.2021 | 3595.4057 | 268556.1989
| 2031 | 2032 |  |  |  | 0 | 0 | 0 | 0 | 0 | 0 | 0 | 0 | 0 | 0 | 0 | 0
| 2032 | 2033 |  |  |  | 0 | 0 | 0 | 0 | 0 | 0 | 0 | 0 | 0 | 0 | 0 | 0
| 2033 | 2034 |  |  |  | 830000 | 41500 | 17430 | 44446.5 | 113871.933 | 104724.8433 | 1151973.2763 | 88701.9423 | 57598.6638 | 34559.1983 | 18085.9804 | 1350919.0611
| 2034 | 2035 |  |  |  | 0 | 0 | 0 | 0 | 0 | 0 | 0 | 0 | 0 | 0 | 0 | 0
| 2035 | 2036 |  |  |  | 30000 | 1500 | 630 | 1606.5 | 4115.853 | 3785.2353 | 41637.5883 | 3206.0943 | 2081.8794 | 1249.1276 | 653.7101 | 48828.3998
| 2036 | 2037 |  |  |  | 0 | 0 | 0 | 0 | 0 | 0 | 0 | 0 | 0 | 0 | 0 | 0
| 2037 | 2038 |  |  |  | 0 | 0 | 0 | 0 | 0 | 0 | 0 | 0 | 0 | 0 | 0 | 0
| 2038 | 2039 |  |  |  | 0 | 0 | 0 | 0 | 0 | 0 | 0 | 0 | 0 | 0 | 0 | 0
| 2039 | 2040 |  |  |  | 0 | 0 | 0 | 0 | 0 | 0 | 0 | 0 | 0 | 0 | 0 | 0
| 2040 | 2041 |  |  |  | 0 | 0 | 0 | 0 | 0 | 0 | 0 | 0 | 0 | 0 | 0 | 0
| 2041 | 2042 |  |  |  | 0 | 0 | 0 | 0 | 0 | 0 | 0 | 0 | 0 | 0 | 0 | 0
| 2042 | 2043 |  |  |  | 0 | 0 | 0 | 0 | 0 | 0 | 0 | 0 | 0 | 0 | 0 | 0
| 2043 | 2044 |  |  |  | 0 | 0 | 0 | 0 | 0 | 0 | 0 | 0 | 0 | 0 | 0 | 0
| 2044 | 2045 |  |  |  | 0 | 0 | 0 | 0 | 0 | 0 | 0 | 0 | 0 | 0 | 0 | 0
| 2045 | 2046 |  |  |  | 0 | 0 | 0 | 0 | 0 | 0 | 0 | 0 | 0 | 0 | 0 | 0
| 2046 | 2047 |  |  |  | 0 | 0 | 0 | 0 | 0 | 0 | 0 | 0 | 0 | 0 | 0 | 0
| 2047 | 2048 |  |  |  | 0 | 0 | 0 | 0 | 0 | 0 | 0 | 0 | 0 | 0 | 0 | 0
| 2048 | 2049 |  |  |  | 0 | 0 | 0 | 0 | 0 | 0 | 0 | 0 | 0 | 0 | 0 | 0
| 2049 | 2050 |  |  |  | 0 | 0 | 0 | 0 | 0 | 0 | 0 | 0 | 0 | 0 | 0 | 0
| 2050 | 2051 |  |  |  | 0 | 0 | 0 | 0 | 0 | 0 | 0 | 0 | 0 | 0 | 0 | 0
| 2051 | 2052 |  |  |  | 0 | 0 | 0 | 0 | 0 | 0 | 0 | 0 | 0 | 0 | 0 | 0
| 2052 | 2053 |  |  |  | 0 | 0 | 0 | 0 | 0 | 0 | 0 | 0 | 0 | 0 | 0 | 0
| 2053 | 2054 |  |  |  | 0 | 0 | 0 | 0 | 0 | 0 | 0 | 0 | 0 | 0 | 0 | 0
| 2054 | 2055 |  |  |  | 0 | 0 | 0 | 0 | 0 | 0 | 0 | 0 | 0 | 0 | 0 | 0
| 2055 | 2056 |  |  |  | 0 | 0 | 0 | 0 | 0 | 0 | 0 | 0 | 0 | 0 | 0 | 0
| 2056 | 2057 |  |  |  | 0 | 0 | 0 | 0 | 0 | 0 | 0 | 0 | 0 | 0 | 0 | 0
| 2057 | 2058 |  |  |  | 77000 | 3850 | 1617 | 4123.35 | 10564.0227 | 9715.4373 | 106869.81 | 8228.9754 | 5343.4905 | 3206.0943 | 1677.856 | 125326.2262
| 2058 | 2059 |  |  |  | 0 | 0 | 0 | 0 | 0 | 0 | 0 | 0 | 0 | 0 | 0 | 0
[7 empty] | 0 | 0 | 0 | 0 | 0 | 0 | 0 | 0 | 0 | 0 | 0 | 0 | 0 | 0
Summary Water Distribution | [5 empty] | 7769540 | 388477 | 163160.34 | 416058.867 | 1065942.8173 | 980317.9024 | 10783496.9267 | 830329.2634 | 539174.8463 | 323504.9078 | 169300.9017 | 12645806.8459

## Wainwright WW Collection (hidden)
Doyon Utilities, LLC
Forts Wainwright Utility Inventory and Replacement Cost
Fort Wainwright Wastewater Collection System
Asset Type X= linear | Item | Year Inst | Quantity |  | Unit Cost | RCN | Contractors Mark-ups % |  |  |  |  | Contractors Mark-ups $ |  |  |  |  | RCN (Total Installed) | Engineering Services % |  |  |  | Engineering Services $'s |  |  |  | RCN (Total w. Enginering) | Design Life | RCNLD | Historical Inflation Index | OC | OCLD | RYN (Repl Year New) | Source | Notes | RDL Repl. Design Life | MMC Major Maintenance Cost | MMY Major Maintenance Start Year | MMD Major Maintenance Program Duration (yrs) | Comments | Condition Rating (Poor, Fair, Good) | Condition Rating Comments | 2005$ estimated Unit Cost | inflator to 2008$ | 2008$ estimated Unit Cost
[7 empty] | Contingency | Bonds & Insurance | General Conditions | Contractors G&A | Contractors Profit | Contingency | Bonds & Insurance | General Conditions | Contractors G&A | Contractors Profit |  | Studies & Pre-Design | Design | Services During Construction (3%) & Commissioning (2%) | Fee's on Studies & Design | Studies & Pre-Design | Design | Services During Construction | Fee's on Studies & Design | [17 empty] | 1
[7 empty] | 0% | 0% | 5% | 5% | 10% | [6 empty] | 0% | 5% | 5% | 10%
PIPING
WASTEWATER COLLECTION
| Utilidor-Installed, Pipe Material Unknown - DI, Transite, Galvanized, Wood Stave, or CI |  |  |  |  | 0
X | 1" - Galvanized | 1951 | 56 | lf | 79 | 4424 | 0% | 0% | 0% | 0% | 0% | 0 | 0 | 0 | 0 | 0 | 4424 |  | 5% | 3% | 10% | 0 | 221.2 | 132.72 | 22.12 | 4800.04 | 70 | 891.436 | 0.15126 | 726.0617 | 134.84 | 2021 |  |  | 70 | [6 empty] | 79 | 1 | 79
X | 2" - Galvanized | 1951 | 118 | lf | 127 | 14986 | 0% | 0% | 0% | 0% | 0% | 0 | 0 | 0 | 0 | 0 | 14986 |  | 5% | 3% | 10% | 0 | 749.3 | 449.58 | 74.93 | 16259.81 | 70 | 3019.679 | 0.15126 | 2459.4848 | 456.7615 | 2021 |  |  | 70 | [6 empty] | 127 | 1 | 127
X | 2.5" - Galvanized | 1988 | 19 | lf | 143 | 2717 | 0% | 0% | 0% | 0% | 0% | 0 | 0 | 0 | 0 | 0 | 2717 |  | 5% | 3% | 10% | 0 | 135.85 | 81.51 | 13.585 | 2947.945 | 70 | 2105.675 | 0.65832 | 1940.6816 | 1386.2012 | 2058 |  |  | 70 | [6 empty] | 143 | 1 | 143
X | 3" - Galvanized | 1950 | 45 | lf | 150 | 6750 | 0% | 0% | 0% | 0% | 0% | 0 | 0 | 0 | 0 | 0 | 6750 |  | 5% | 3% | 10% | 0 | 337.5 | 202.5 | 33.75 | 7323.75 | 70 | 1255.5 | 0.14288 | 1046.3913 | 179.3814 | 2020 |  |  | 70 | [6 empty] | 150 | 1 | 150
X | 4" - Galvanized | 1979 | 4547 | lf | 174 | 791178 | 0% | 0% | 0% | 0% | 0% | 0 | 0 | 0 | 0 | 0 | 791178 |  | 5% | 5% | 10% | 0 | 39558.9 | 39558.9 | 3955.89 | 874251.69 | 70 | 512061.7041 | 0.42633 | 372717.55 | 218305.9936 | 2049 |  |  | 70 | [6 empty] | 174 | 1 | 174
X | 6" - Galvanized | 1963 | 18057 | lf | 182 | 3286374 | 0% | 0% | 0% | 0% | 0% | 0 | 0 | 0 | 0 | 0 | 3286374 |  | 5% | 5% | 10% | 0 | 164318.7 | 164318.7 | 16431.87 | 3631443.27 | 70 | 1296944.025 | 0.19031 | 691100.3441 | 246821.5515 | 2033 |  |  | 70 | [6 empty] | 182 | 1 | 182
X | 8"- Galvanized | 1975 | 3000 | lf | 190 | 570000 | 0% | 0% | 0% | 0% | 0% | 0 | 0 | 0 | 0 | 0 | 570000 |  | 5% | 5% | 10% | 0 | 28500 | 28500 | 2850 | 629850 | 70 | 332920.7143 | 0.32044 | 201831.9045 | 106682.5781 | 2045 |  |  | 70 |  |  |  | CIP - identified deficiency of 3,000 LF of leaking galvanized 8" pipe assumed to be in the Older housing area (section H1-2 to H3-7). 3,000 LF removed from scheduled repleacemnet and loaded to 2008 |  |  | 190 | 1 | 190
X | 8" | 1975 | 43189 | lf | 190 | 8205910 | 0% | 0% | 0% | 0% | 0% | 0 | 0 | 0 | 0 | 0 | 8205910 |  | 5% | 5% | 10% | 0 | 410295.5 | 410295.5 | 41029.55 | 9067530.55 | 70 | 4792837.5764 | 0.32044 | 2905639.3745 | 1535837.9551 | 2045 |  |  | 70 | [6 empty] | 190 | 1 | 190
X | 10" | 1963 | 7308 | lf | 198 | 1446984 | 0% | 0% | 0% | 0% | 0% | 0 | 0 | 0 | 0 | 0 | 1446984 |  | 5% | 5% | 10% | 0 | 72349.2 | 72349.2 | 7234.92 | 1598917.32 | 70 | 571041.9 | 0.19031 | 304290.1204 | 108675.043 | 2033 |  |  | 70 | [6 empty] | 198 | 1 | 198
X | 12" | 1950 | 6848 | lf | 206 | 1410688 | 0% | 0% | 0% | 0% | 0% | 0 | 0 | 0 | 0 | 0 | 1410688 |  | 5% | 5% | 10% | 0 | 70534.4 | 70534.4 | 7053.44 | 1558810.24 | 70 | 267224.6126 | 0.14288 | 222717.2584 | 38180.1014 | 2020 |  |  | 70 | [6 empty] | 206 | 1 | 206
X | 14" | 1964 | 965 | lf | 222 | 214230 | 0% | 0% | 0% | 0% | 0% | 0 | 0 | 0 | 0 | 0 | 214230 |  | 5% | 5% | 10% | 0 | 10711.5 | 10711.5 | 1071.15 | 236724.15 | 70 | 87926.1129 | 0.19278 | 45634.8117 | 16950.0729 | 2034 |  |  | 70 | [6 empty] | 222 | 1 | 222
X | 16" | 1985 | 1180 | lf | 238 | 280840 | 0% | 0% | 0% | 0% | 0% | 0 | 0 | 0 | 0 | 0 | 280840 |  | 5% | 5% | 10% | 0 | 14042 | 14042 | 1404.2 | 310328.2 | 70 | 208363.22 | 0.60685 | 188324.2008 | 126446.2491 | 2055 |  |  | 70 | [6 empty] | 238 | 1 | 238
X | 18" | 1975 | 240 | lf | 245 | 58800 | 0% | 0% | 0% | 0% | 0% | 0 | 0 | 0 | 0 | 0 | 58800 |  | 5% | 5% | 10% | 0 | 2940 | 2940 | 294 | 64974 | 70 | 34343.4 | 0.32044 | 20820.5544 | 11005.1502 | 2045 |  |  | 70 | [6 empty] | 245 | 1 | 245
X | 21" | 1951 | 287 | lf | 277 | 79499 | 0% | 0% | 0% | 0% | 0% | 0 | 0 | 0 | 0 | 0 | 79499 |  | 5% | 5% | 10% | 0 | 3974.95 | 3974.95 | 397.495 | 87846.395 | 70 | 16314.3305 | 0.15126 | 13287.7857 | 2467.7316 | 2021 |  |  | 70 | [6 empty] | 277 | 1 | 277
X | 24" | 1951 | 1612 | lf | 309 | 498108 | 0% | 0% | 0% | 0% | 0% | 0 | 0 | 0 | 0 | 0 | 498108 |  | 5% | 5% | 10% | 0 | 24905.4 | 24905.4 | 2490.54 | 550409.34 | 70 | 102218.8774 | 0.15126 | 83255.7941 | 15461.7903 | 2021 |  |  | 70 | [6 empty] | 309 | 1 | 309
X | Unknown Diameter (assumed 8") | 1958 | 2252 | lf | 190 | 427880 | 0% | 0% | 0% | 0% | 0% | 0 | 0 | 0 | 0 | 0 | 427880 |  | 5% | 5% | 10% | 0 | 21394 | 21394 | 2139.4 | 472807.4 | 70 | 135087.8286 | 0.17814 | 84227.5225 | 24065.0064 | 2028 |  |  | 70 | [6 empty] | 190 | 1 | 190
| Galvanized Sewer Piping - WWCU4 | [10 empty] | 0 | 0 | 0 | 0 | 0 | 0 |  |  |  |  | 0
| 8" | 2008 | 4842 | lf | 190 | 919980 | 0% | 0% | 0% | 0% | 0% | 0 | 0 | 0 | 0 | 0 | 919980 |  | 5% | 5% | 10% | 0 | 45999 | 45999 | 4599.9 | 1016577.9 | 70 | 0 | 1 | 0 | 0 | 2008 |  |  | 70 | [6 empty] | 190 | 1 | 190
| 10" | 2008 | 7308 | lf | 198 | 1446984 | 0% | 0% | 0% | 0% | 0% | 0 | 0 | 0 | 0 | 0 | 1446984 |  | 5% | 5% | 10% | 0 | 72349.2 | 72349.2 | 7234.92 | 1598917.32 | 70 | 0 | 1 | 0 | 0 | 2008 |  |  | 70 | [6 empty] | 198 | 1 | 198
| 12" | 2008 | 6848 | lf | 206 | 1410688 | 0% | 0% | 0% | 0% | 0% | 0 | 0 | 0 | 0 | 0 | 1410688 |  | 5% | 5% | 10% | 0 | 70534.4 | 70534.4 | 7053.44 | 1558810.24 | 70 | 0 | 1 | 0 | 0 | 2008 |  |  | 70 | [6 empty] | 206 | 1 | 206
| 14" | 2008 | 966 | lf | 222 | 214452 | 0% | 0% | 0% | 0% | 0% | 0 | 0 | 0 | 0 | 0 | 214452 |  | 5% | 5% | 10% | 0 | 10722.6 | 10722.6 | 1072.26 | 236969.46 | 70 | 0 | 1 | 0 | 0 | 2008 |  |  | 70 | [6 empty] | 222 | 1 | 222
| Direct-Buried, Pipe Material Unknown - DI, Transite, Galvanized, Wood Stave, or CI | [10 empty] | 0 | 0 | 0 | 0 | 0 | 0 |  |  |  |  | 0 | [20 empty] | 1 | 0
X | 4" | 1965 | 1519 | lf | 130 | 197470 | 0% | 0% | 0% | 0% | 0% | 0 | 0 | 0 | 0 | 0 | 197470 |  | 5% | 5% | 10% | 0 | 9873.5 | 9873.5 | 987.35 | 218204.35 | 70 | 84164.535 | 0.19606 | 42782.1531 | 16501.6876 | 2035 |  |  | 70 | [6 empty] | 130 | 1 | 130
X | 6" | 1968 | 2387 | lf | 135 | 322245 | 0% | 0% | 0% | 0% | 0% | 0 | 0 | 0 | 0 | 0 | 322245 |  | 5% | 5% | 10% | 0 | 16112.25 | 16112.25 | 1611.225 | 356080.725 | 70 | 152606.025 | 0.2144 | 76342.5922 | 32718.2538 | 2038 |  |  | 70 | [6 empty] | 135 | 1 | 135
X | 8" | 1977 | 8068 | lf | 140 | 1129520 | 0% | 0% | 0% | 0% | 0% | 0 | 0 | 0 | 0 | 0 | 1129520 |  | 5% | 5% | 10% | 0 | 56476 | 56476 | 5647.6 | 1248119.6 | 70 | 695380.92 | 0.37034 | 462233.9586 | 257530.3484 | 2047 |  |  | 70 |  |  |  | Assumes trenchless rehab - direct replacement will raise unit cost to $140 lf. |  |  | 140 | 1 | 140
X | 12" | 1976 | 962 | lf | 150 | 144300 | 0% | 0% | 0% | 0% | 0% | 0 | 0 | 0 | 0 | 0 | 144300 |  | 5% | 5% | 10% | 0 | 7215 | 7215 | 721.5 | 159451.5 | 70 | 86559.3857 | 0.34354 | 54778.7137 | 29737.016 | 2046 |  |  | 70 |  |  |  | Assumes trenchless rehab - direct replacement will raise unit cost to $150. |  |  | 150 | 1 | 150
X | 16" | 1977 | 366 | lf | 260 | 95160 | 0% | 0% | 0% | 0% | 0% | 0 | 0 | 0 | 0 | 0 | 95160 |  | 5% | 5% | 10% | 0 | 4758 | 4758 | 475.8 | 105151.8 | 70 | 58584.5743 | 0.37034 | 38942.368 | 21696.4622 | 2047 |  |  | 70 | [6 empty] | 260 | 1 | 260
X | 18" West North Post Tie | 1975 | 7074 | lf | 270 | 1909980 | 0% | 0% | 0% | 0% | 0% | 0 | 0 | 0 | 0 | 0 | 1909980 |  | 5% | 5% | 10% | 0 | 95499 | 95499 | 9549.9 | 2110527.9 | 70 | 1115564.7471 | 0.32044 | 676306.8438 | 357476.4746 | 2045 |  |  | 70 |  |  |  | Tie line is failing and needs replacement |  |  | 270 | 1 | 270
X | 24" | 1952 | 100 | lf | 310 | 31000 | 0% | 0% | 0% | 0% | 0% | 0 | 0 | 0 | 0 | 0 | 31000 |  | 5% | 3% | 10% | 0 | 1550 | 930 | 155 | 33635 | 70 | 6727 | 0.15669 | 5270.1767 | 1054.0353 | 2022 |  |  | 70 | [6 empty] | 310 | 1 | 310
X | 27" | 1978 | 6784 | lf | 325 | 2204800 | 0% | 0% | 0% | 0% | 0% | 0 | 0 | 0 | 0 | 0 | 2204800 |  | 5% | 5% | 10% | 0 | 110240 | 110240 | 11024 | 2436304 | 70 | 1392173.7143 | 0.3955 | 963557.6082 | 550604.3476 | 2048 |  |  | 70 | [6 empty] | 325 | 1 | 325
X | 28" - Nealy Road Main Line | 1952 | 2250 | lf | 335 | 753750 | 0% | 0% | 0% | 0% | 0% | 0 | 0 | 0 | 0 | 0 | 753750 |  | 5% | 5% | 10% | 0 | 37687.5 | 37687.5 | 3768.75 | 832893.75 | 70 | 166578.75 | 0.15669 | 130503.8576 | 26100.7715 | 2022 |  |  | 70 |  |  |  | Nealy Road Main line |  |  | 335 | 1 | 335
X | 28" | 1952 | 806 | lf | 335 | 270010 | 0% | 0% | 0% | 0% | 0% | 0 | 0 | 0 | 0 | 0 | 270010 |  | 5% | 5% | 10% | 0 | 13500.5 | 13500.5 | 1350.05 | 298361.05 | 70 | 59672.21 | 0.15669 | 46749.3819 | 9349.8764 | 2022 |  |  | 70 | [6 empty] | 335 | 1 | 335
X | 30" - Nealy Road Mainline | 1955 | 2625 | lf | 350 | 918750 | 0% | 0% | 0% | 0% | 0% | 0 | 0 | 0 | 0 | 0 | 918750 |  | 5% | 5% | 10% | 0 | 45937.5 | 45937.5 | 4593.75 | 1015218.75 | 70 | 246553.125 | 0.16294 | 165414.7108 | 40172.1441 | 2025 |  |  | 70 |  |  |  | Nealy Road Main line |  |  | 350 | 1 | 350
X | 30" | 1955 | 1416 | lf | 350 | 495600 | 0% | 0% | 0% | 0% | 0% | 0 | 0 | 0 | 0 | 0 | 495600 |  | 5% | 5% | 10% | 0 | 24780 | 24780 | 2478 | 547638 | 70 | 132997.8 | 0.16294 | 89229.4212 | 21670.0023 | 2025 |  |  | 70 | [6 empty] | 350 | 1 | 350
X | 36" - Nealy Road Mainline | 1952 | 1263 | lf | 365 | 460995 | 0% | 0% | 0% | 0% | 0% | 0 | 0 | 0 | 0 | 0 | 460995 |  | 5% | 5% | 10% | 0 | 23049.75 | 23049.75 | 2304.975 | 509399.475 | 70 | 101879.895 | 0.15669 | 79816.419 | 15963.2838 | 2022 |  |  | 70 |  |  |  | Nealy Road Main line |  |  | 365 | 1 | 365
X | Unknown Diameter (assumed 8") | 1971 | 2232 | lf | 140 | 312480 | 0% | 0% | 0% | 0% | 0% | 0 | 0 | 0 | 0 | 0 | 312480 |  | 5% | 5% | 10% | 0 | 15624 | 15624 | 1562.4 | 345290.4 | 70 | 162779.76 | 0.24818 | 85695.5887 | 40399.349 | 2041 |  |  | 70 | [6 empty] | 140 | 1 | 140
| West North Post Tie - WWCU2 | 2008 | 1 |  | 1750000 | 1750000 | 0% | 0% | 0% | 0% | 0% | 0 | 0 | 0 | 0 | 0 | 1750000 |  | 5% | 5% | 10% | 0 | 87500 | 87500 | 8750 | 1933750 | 70 | 1933750 | 1.02 | 0 | 0 | 2008 |  |  | 70 |  |  |  | WWCU2 |  |  | 1750000 | 1 | 1750000
| 18" | 2008 | 3500 | lf | 0 | [21 empty] | 70 | 0 | 1.02 | 0 |  | 2008 |  |  | 70 | [7 empty] | 1
| 10" | 2008 | 3500 | lf | 0 | [21 empty] | 70 | 0 | 1.02 | 0 |  | 2008 |  |  | 70 | [7 empty] | 1
[5 empty] | 0 | [33 empty] | WWCU2 |  |  |  | 1
| Neeley Road Main - WWCU3 | 2008 | 1 |  | 1560000 | 1560000 | 0% | 0% | 0% | 0% | 0% | 0 | 0 | 0 | 0 | 0 | 1560000 |  | 5% | 5% | 10% | 0 | 78000 | 78000 | 7800 | 1723800 | 70 | 1723800 | 1.02 | 0 | 0 | 2008 |  |  | 70 | [6 empty] | 1560000 | 1 | 1560000
| 28" | 2008 | 2250 | lf | 0 | [21 empty] | 70 | 0 | 1.02 | 0 |  | 2008 |  |  | 70
| 36" | 2008 | 1263 | lf | 0 | [21 empty] | 70 | 0 | 1.02 | 0 |  | 2008 |  |  | 70
0
| Collection System - WWCU1 [ addressed in HCU1 CIP Project in FWA-CHPP&HDS ] | 2008 | 0 |  | 0 | 0 | 0% | 0% | 0% | 0% | 0% | 0 | 0 | 0 | 0 | 0 | 0 |  | 5% | 5% | 10% | 0 | 0 | 0 | 0 | 0 | 70 | 0 | 1.02 | 0 | 0 | 2008 |  |  | 70 |  |  |  | This defeciency will be addressed by project HCU1. Reinsulate steam and condensate piping to correct overheating problem in wastewater collection system
0
NON-PIPING ITEMS |  |  |  |  | 0
| Additional Inventory |  |  |  | 0
| Grease Traps |  |  |  | 0
| Building 1004 Grease Trap | 1987 | 1 | ea | 10000 | 10000 | 0% | 0% | 5% | 5% | 10% | 0 | 0 | 500 | 525 | 1102.5 | 12127.5 | 0% | 5% | 3% | 10% | 0 | 606.375 | 363.825 | 60.6375 | 13158.3375 | 30 | 3947.5012 | 0.63776 | 8391.926 | 2517.5778 | 2017 |  |  | 30 |  |  |  | In Initial R&R. Additional information unknown. |  |  | 10000 | 1 | 10000
| Building 3408 (Burger King) Grease Trap | 1987 | 1 | ea | 10000 | 10000 | 0% | 0% | 5% | 5% | 10% | 0 | 0 | 500 | 525 | 1102.5 | 12127.5 | 0% | 5% | 3% | 10% | 0 | 606.375 | 363.825 | 60.6375 | 13158.3375 | 30 | 3947.5012 | 0.63776 | 8391.926 | 2517.5778 | 2017 |  |  | 30 |  |  |  | Additional information unknown. |  |  | 10000 | 1 | 10000
| Building 3702 (Commissary) Grease Trap | 1987 | 1 | ea | 10000 | 10000 | 0% | 0% | 5% | 5% | 10% | 0 | 0 | 500 | 525 | 1102.5 | 12127.5 | 0% | 5% | 3% | 10% | 0 | 606.375 | 363.825 | 60.6375 | 13158.3375 | 30 | 3947.5012 | 0.63776 | 8391.926 | 2517.5778 | 2017 |  |  | 30 |  |  |  | Additional information unknown. |  |  | 10000 | 1 | 10000
0
| Septic Systems |  |  |  | 0
| Building 2062 Septic/leach (1000 gal) | 1987 | 1 | ea | 10000 | 10000 | 0% | 0% | 5% | 5% | 10% | 0 | 0 | 500 | 525 | 1102.5 | 12127.5 | 0% | 5% | 3% | 10% | 0 | 606.375 | 363.825 | 60.6375 | 13158.3375 | 50 | 7631.8357 | 0.63776 | 8391.926 | 4867.3171 | 2037 |  |  | 50 | [6 empty] | 10000 | 1 | 10000
| Building 2092 (Golf Course) Septic/leach (1000 gal) | 1987 | 1 | ea | 15000 | 15000 | 0% | 0% | 5% | 5% | 10% | 0 | 0 | 750 | 787.5 | 1653.75 | 18191.25 | 0% | 5% | 3% | 10% | 0 | 909.5625 | 545.7375 | 90.9563 | 19737.5062 | 50 | 11447.7536 | 0.63776 | 12587.889 | 7300.9756 | 2037 |  |  | 50 | [6 empty] | 15000 | 1 | 15000
| Building 2296 (Golf Course) Septic/leach (1000 gal) | 1987 | 1 | ea | 15000 | 15000 | 0% | 0% | 5% | 5% | 10% | 0 | 0 | 750 | 787.5 | 1653.75 | 18191.25 | 0% | 5% | 3% | 10% | 0 | 909.5625 | 545.7375 | 90.9563 | 19737.5062 | 50 | 11447.7536 | 0.63776 | 12587.889 | 7300.9756 | 2037 |  |  | 50 | [6 empty] | 15000 | 1 | 15000
| Building 3619 (Softball Fields) Septic/leach | 1987 | 1 | ea | 10000 | 10000 | 0% | 0% | 5% | 5% | 10% | 0 | 0 | 500 | 525 | 1102.5 | 12127.5 | 0% | 5% | 3% | 10% | 0 | 606.375 | 363.825 | 60.6375 | 13158.3375 | 50 | 7631.8357 | 0.63776 | 8391.926 | 4867.3171 | 2028 |  |  | 50 | [6 empty] | 10000 | 1 | 10000
| Building 5110 (Range) Septic/leach | 1987 | 1 | ea | 10000 | 10000 | 0% | 0% | 5% | 5% | 10% | 0 | 0 | 500 | 525 | 1102.5 | 12127.5 | 0% | 5% | 3% | 10% | 0 | 606.375 | 363.825 | 60.6375 | 13158.3375 | 50 | 7631.8357 | 0.63776 | 8391.926 | 4867.3171 | 2038 |  |  | 50 | [6 empty] | 10000 | 1 | 10000
| Building 5108 (Range) Septic/leach | 1987 | 1 | ea | 10000 | 10000 | 0% | 0% | 5% | 5% | 10% | 0 | 0 | 500 | 525 | 1102.5 | 12127.5 | 0% | 5% | 3% | 10% | 0 | 606.375 | 363.825 | 60.6375 | 13158.3375 | 50 | 7631.8357 | 0.63776 | 8391.926 | 4867.3171 | 2038 |  |  | 50 | [6 empty] | 10000 | 1 | 10000
| Building 5001 (DRMO) Septic/leach (1000 gal) | 1987 | 1 | ea | 15000 | 15000 | 0% | 0% | 5% | 5% | 10% | 0 | 0 | 750 | 787.5 | 1653.75 | 18191.25 | 0% | 5% | 3% | 10% | 0 | 909.5625 | 545.7375 | 90.9563 | 19737.5062 | 50 | 11447.7536 | 0.63776 | 12587.889 | 7300.9756 | 2039 |  |  | 50 | [6 empty] | 15000 | 1 | 15000
| Building 5007 (DRMO) Septic/leach (1000 gal) | 1987 | 1 | ea | 15000 | 15000 | 0% | 0% | 5% | 5% | 10% | 0 | 0 | 750 | 787.5 | 1653.75 | 18191.25 | 0% | 5% | 3% | 10% | 0 | 909.5625 | 545.7375 | 90.9563 | 19737.5062 | 50 | 11447.7536 | 0.63776 | 12587.889 | 7300.9756 | 2039 |  |  | 50 | [6 empty] | 15000 | 1 | 15000
| Building 1192 (Landfill) Septic/leach (1000 gal) | 1987 | 1 | ea | 10000 | 10000 | 0% | 0% | 5% | 5% | 10% | 0 | 0 | 500 | 525 | 1102.5 | 12127.5 | 0% | 5% | 3% | 10% | 0 | 606.375 | 363.825 | 60.6375 | 13158.3375 | 50 | 7631.8357 | 0.63776 | 8391.926 | 4867.3171 | 2039 |  |  | 50 | [6 empty] | 10000 | 1 | 10000
| Building 1191 (Landfill) Septic/Holding Tank (1000 gal) | 1987 | 1 | ea | 10000 | 10000 | 0% | 0% | 5% | 5% | 10% | 0 | 0 | 500 | 525 | 1102.5 | 12127.5 | 0% | 5% | 3% | 10% | 0 | 606.375 | 363.825 | 60.6375 | 13158.3375 | 50 | 7631.8357 | 0.63776 | 8391.926 | 4867.3171 | 2040 |  |  | 50 | [6 empty] | 10000 | 1 | 10000
| Building Upper ASP Septic/Leech (1000 gpm) | 1987 | 1 | ea | 10000 | 10000 | 0% | 0% | 5% | 5% | 10% | 0 | 0 | 500 | 525 | 1102.5 | 12127.5 | 0% | 5% | 3% | 10% | 0 | 606.375 | 363.825 | 60.6375 | 13158.3375 | 50 | 7631.8357 | 0.63776 | 8391.926 | 4867.3171 | 2040 |  |  | 50 | [6 empty] | 10000 | 1 | 10000
| Building BRTS Septic/Leech (1000 gpm) | 1987 | 1 | ea | 10000 | 10000 | 0% | 0% | 5% | 5% | 10% | 0 | 0 | 500 | 525 | 1102.5 | 12127.5 | 0% | 5% | 3% | 10% | 0 | 606.375 | 363.825 | 60.6375 | 13158.3375 | 50 | 7631.8357 | 0.63776 | 8391.926 | 4867.3171 | 2040 |  |  | 50 | [6 empty] | 10000 | 1 | 10000
| Building 1928 Bolio Lake Septic/Leech | 1987 | 1 | ea | 10000 | 10000 | 0% | 0% | 5% | 5% | 10% | 0 | 0 | 500 | 525 | 1102.5 | 12127.5 | 0% | 5% | 3% | 10% | 0 | 606.375 | 363.825 | 60.6375 | 13158.3375 | 50 | 7631.8357 | 0.63776 | 8391.926 | 4867.3171 | 2041 |  |  | 50 | [6 empty] | 10000 | 1 | 10000
| Building Texas Range- 2, Separate Septic /Leech Systems | 1987 | 1 | ea | 10000 | 10000 | 0% | 0% | 5% | 5% | 10% | 0 | 0 | 500 | 525 | 1102.5 | 12127.5 | 0% | 5% | 3% | 10% | 0 | 606.375 | 363.825 | 60.6375 | 13158.3375 | 50 | 7631.8357 | 0.63776 | 8391.926 | 4867.3171 | 2041 |  |  | 50 | [6 empty] | 10000 | 1 | 10000
| Building Bolio Lake Test Track Spetic/Leech | 1987 | 1 | ea | 10000 | 10000 | 0% | 0% | 5% | 5% | 10% | 0 | 0 | 500 | 525 | 1102.5 | 12127.5 | 0% | 5% | 3% | 10% | 0 | 606.375 | 363.825 | 60.6375 | 13158.3375 | 50 | 7631.8357 | 0.63776 | 8391.926 | 4867.3171 | 2041 |  |  | 50 | [6 empty] | 10000 | 1 | 10000
| Spetic Leech 1185 (Ski Hill Maintenance/1000 gal) | 1987 | 1 | ea | 10000 | 10000 | 0% | 0% | 5% | 5% | 10% | 0 | 0 | 500 | 525 | 1102.5 | 12127.5 | 0% | 5% | 3% | 10% | 0 | 606.375 | 363.825 | 60.6375 | 13158.3375 | 50 | 7631.8357 | 0.63776 | 8391.926 | 4867.3171 | 2041 |  |  | 50 | [6 empty] | 10000 | 1 | 10000
0
| Outhouses |  |  |  | 0 | [29 empty] | 0
| Glass Park Pavilion 1 Outhouse (1000 gal) | 1987 | 1 | ea | 30000 | 30000 | 0% | 0% | 5% | 5% | 10% | 0 | 0 | 1500 | 1575 | 3307.5 | 36382.5 | 0% | 5% | 3% | 10% | 0 | 1819.125 | 1091.475 | 181.9125 | 39475.0125 | 30 | 11842.5037 | 0.63776 | 25175.7781 | 7552.7334 | 2017 |  |  | 30 |  |  |  | Additional information unknown. Est.2000. Assume equal to State Park-type. |  |  | 30000 | 1 | 30000
| Glass Park Pavilion 2 Outhouse (1000 gal) | 1987 | 1 | ea | 30000 | 30000 | 0% | 0% | 5% | 5% | 10% | 0 | 0 | 1500 | 1575 | 3307.5 | 36382.5 | 0% | 5% | 3% | 10% | 0 | 1819.125 | 1091.475 | 181.9125 | 39475.0125 | 30 | 11842.5037 | 0.63776 | 25175.7781 | 7552.7334 | 2017 |  |  | 30 |  |  |  | Additional information unknown. Est.2000. Assume State Park-type. |  |  | 30000 | 1 | 30000
| Glass Park Pavilion 3 Outhouse (1000 gal) | 1987 | 1 | ea | 30000 | 30000 | 0% | 0% | 5% | 5% | 10% | 0 | 0 | 1500 | 1575 | 3307.5 | 36382.5 | 0% | 5% | 3% | 10% | 0 | 1819.125 | 1091.475 | 181.9125 | 39475.0125 | 30 | 11842.5037 | 0.63776 | 25175.7781 | 7552.7334 | 2017 |  |  | 30 |  |  |  | Additional information unknown. Est.2000. Assume State Park type. |  |  | 30000 | 1 | 30000
| Engineer Park Outhouse (1000 gal) | 1987 | 1 | ea | 30000 | 30000 | 0% | 0% | 5% | 5% | 10% | 0 | 0 | 1500 | 1575 | 3307.5 | 36382.5 | 0% | 5% | 3% | 10% | 0 | 1819.125 | 1091.475 | 181.9125 | 39475.0125 | 30 | 11842.5037 | 0.63776 | 25175.7781 | 7552.7334 | 2017 |  |  | 30 |  |  |  | Additional information unknown. Est. 1990. Assume State Park-type |  |  | 30000 | 1 | 30000
| Building 1165 Outhouse (1000 gal) | 1987 | 1 | ea | 30000 | 30000 | 0% | 0% | 5% | 5% | 10% | 0 | 0 | 1500 | 1575 | 3307.5 | 36382.5 | 0% | 5% | 3% | 10% | 0 | 1819.125 | 1091.475 | 181.9125 | 39475.0125 | 30 | 11842.5037 | 0.63776 | 25175.7781 | 7552.7334 | 2017 |  |  | 30 |  |  |  | Additional information unknown. Est. 1990. Assume State Park-type. |  |  | 30000 | 1 | 30000
| Klondike Training - E. Chippewa Ave. Outhouse | 1987 | 1 | ea | 30000 | 30000 | 0% | 0% | 5% | 5% | 10% | 0 | 0 | 1500 | 1575 | 3307.5 | 36382.5 | 0% | 5% | 3% | 10% | 0 | 1819.125 | 1091.475 | 181.9125 | 39475.0125 | 30 | 11842.5037 | 0.63776 | 25175.7781 | 7552.7334 | 2017 |  |  | 30 |  |  |  | Additional information unknown. Est. 1990. Assume State Park-type. |  |  | 30000 | 1 | 30000
| Range Outhouse #1 | 1987 | 1 | ea | 30000 | 30000 | 0% | 0% | 5% | 5% | 10% | 0 | 0 | 1500 | 1575 | 3307.5 | 36382.5 | 0% | 5% | 3% | 10% | 0 | 1819.125 | 1091.475 | 181.9125 | 39475.0125 | 30 | 11842.5037 | 0.63776 | 25175.7781 | 7552.7334 | 2017 |  |  | 30 |  |  |  | Additional information unknown. Est. 1990. Assume State Park-type. |  |  | 30000 | 1 | 30000
| Range Outhouse #2 | 1987 | 1 | ea | 30000 | 30000 | 0% | 0% | 5% | 5% | 10% | 0 | 0 | 1500 | 1575 | 3307.5 | 36382.5 | 0% | 5% | 3% | 10% | 0 | 1819.125 | 1091.475 | 181.9125 | 39475.0125 | 30 | 11842.5037 | 0.63776 | 25175.7781 | 7552.7334 | 2017 |  |  | 30 |  |  |  | Additional information unknown. Est. 1990. Assume State Park-type. |  |  | 30000 | 1 | 30000
| Range Outhouse #3 | 1987 | 1 | ea | 30000 | 30000 | 0% | 0% | 5% | 5% | 10% | 0 | 0 | 1500 | 1575 | 3307.5 | 36382.5 | 0% | 5% | 3% | 10% | 0 | 1819.125 | 1091.475 | 181.9125 | 39475.0125 | 30 | 11842.5037 | 0.63776 | 25175.7781 | 7552.7334 | 2017 |  |  | 30 |  |  |  | Additional information unknown. Est. 1990. Assume State Park-type. |  |  | 30000 | 1 | 30000
| NBC Range Outhouse (1000 gal) | 1987 | 1 | ea | 30000 | 30000 | 0% | 0% | 5% | 5% | 10% | 0 | 0 | 1500 | 1575 | 3307.5 | 36382.5 | 0% | 5% | 3% | 10% | 0 | 1819.125 | 1091.475 | 181.9125 | 39475.0125 | 30 | 11842.5037 | 0.63776 | 25175.7781 | 7552.7334 | 2017 |  |  | 30 | [6 empty] | 30000 | 1 | 30000
| Chippewa Road Softball Field Outhouse (1000 gal) | 1987 | 1 | ea | 30000 | 30000 | 0% | 0% | 5% | 5% | 10% | 0 | 0 | 1500 | 1575 | 3307.5 | 36382.5 | 0% | 5% | 3% | 10% | 0 | 1819.125 | 1091.475 | 181.9125 | 39475.0125 | 30 | 11842.5037 | 0.63776 | 25175.7781 | 7552.7334 | 2017 |  |  | 30 | [6 empty] | 30000 | 1 | 30000
| Bolio Lake (Texas Condo) Outhouse | 1987 | 1 | ea | 30000 | 30000 | 0% | 0% | 5% | 5% | 10% | 0 | 0 | 1500 | 1575 | 3307.5 | 36382.5 | 0% | 5% | 3% | 10% | 0 | 1819.125 | 1091.475 | 181.9125 | 39475.0125 | 30 | 11842.5037 | 0.63776 | 25175.7781 | 7552.7334 | 2017 |  |  | 30 | [6 empty] | 30000 | 1 | 30000
| Bolio Lake (Mississippi Range) Outhouse | 1987 | 1 | ea | 30000 | 30000 | 0% | 0% | 5% | 5% | 10% | 0 | 0 | 1500 | 1575 | 3307.5 | 36382.5 | 0% | 5% | 3% | 10% | 0 | 1819.125 | 1091.475 | 181.9125 | 39475.0125 | 30 | 11842.5037 | 0.63776 | 25175.7781 | 7552.7334 | 2017 |  |  | 30 | [6 empty] | 30000 | 1 | 30000
| Bolio Lake (OP10) Outhouse | 1987 | 1 | ea | 30000 | 30000 | 0% | 0% | 5% | 5% | 10% | 0 | 0 | 1500 | 1575 | 3307.5 | 36382.5 | 0% | 5% | 3% | 10% | 0 | 1819.125 | 1091.475 | 181.9125 | 39475.0125 | 30 | 11842.5037 | 0.63776 | 25175.7781 | 7552.7334 | 2017 |  |  | 30 | [6 empty] | 30000 | 1 | 30000
| Building 1172 (Ski Lodge) Package Treatment System | 1987 | 1 | ea | 100000 | 100000 | 0% | 0% | 5% | 5% | 10% | 0 | 0 | 5000 | 5250 | 11025 | 121275 | 0% | 5% | 3% | 10% | 0 | 6063.75 | 3638.25 | 606.375 | 131583.375 | 30 | 39475.0125 | 0.63776 | 83919.2602 | 25175.7781 | 2017 |  |  | 30 |  |  |  | Additional information unknown. Est.2000 |  |  | 100000 | 1 | 100000
0
0
0
LIFT STATIONS
| PMP-1 Lift Station Building (see notation) | [37 empty] | See page J12-11 - Lift stations located inside a building are not considered part of the WW system until point force main leaves building. ? |  |  | 50000 | 1 | 50000
| PMP-1 Lift Station Wet Well | 1950 | 1 | ea | 50000 | 50000 | 0% | 0% | 5% | 5% | 10% | 0 | 0 | 2500 | 2625 | 5512.5 | 60637.5 | 0% | 5% | 3% | 10% | 0 | 3031.875 | 1819.125 | 303.1875 | 65791.6875 | 50 | 0 | 0.14288 | 9400.0821 | 0 | 2010 |  |  | 50 |  |  |  | In Initial R&R. |  |  | 50000 | 1 | 50000
| PMP-1 Lift Station Pumps - Capacity unknown | 1950 | 2 | ea | 6000 | 12000 | 0% | 0% | 5% | 5% | 10% | 0 | 0 | 600 | 630 | 1323 | 14553 | 0% | 5% | 3% | 10% | 0 | 727.65 | 436.59 | 72.765 | 15790.005 | 25 | 0 | 0.14288 | 2256.0197 | 0 | 2010 |  |  | 25 |  |  |  | In initial R&R. Size of pumps unknown. Electric power source. Assume 7.5-hp. |  |  | 6000 | 1 | 6000
| PMP-1 Lift Station Controls | 1950 | 1 | ea | 20000 | 20000 | 0% | 0% | 5% | 5% | 10% | 0 | 0 | 1000 | 1050 | 2205 | 24255 | 0% | 5% | 3% | 10% | 0 | 1212.75 | 727.65 | 121.275 | 26316.675 | 25 | 0 | 0.14288 | 3760.0328 | 0 | 2010 |  |  | 25 |  |  |  | In Initial R&R. |  |  | 20000 | 1 | 20000
| PMP-1 Mechanical | 1950 | 1 | ea | 10000 | 10000 | 0% | 0% | 5% | 5% | 10% | 0 | 0 | 500 | 525 | 1102.5 | 12127.5 | 0% | 5% | 3% | 10% | 0 | 606.375 | 363.825 | 60.6375 | 13158.3375 | 35 | 0 | 0.14288 | 1880.0164 | 0 | 2010 |  |  | 35 |  |  |  | In Initial R&R. |  |  | 10000 | 1 | 10000
| PMP-3 Lift Station Building (see notation) | [37 empty] | See page J12-11 - Lift stations located inside a building are not considered part of the WW system until point force main leaves building. ? |  |  | 50000 | 1 | 50000
| PMP-3 Lift Station Wet Well | 1947 | 1 | ea | 125000 | 125000 | 0% | 0% | 5% | 5% | 10% | 0 | 0 | 6250 | 6562.5 | 13781.25 | 151593.75 | 0% | 5% | 5% | 10% | 0 | 7579.6875 | 7579.6875 | 757.9688 | 167511.0938 | 50 | 0 | 0.1289 | 21592.3784 | 0 | 2010 |  |  | 50 |  |  |  | In Initial R&R. |  |  | 125000 | 1 | 125000
| PMP-3 Lift Station Pumps - Capacity unknown | 1947 | 5 | ea | 6000 | 30000 | 0% | 0% | 5% | 5% | 10% | 0 | 0 | 1500 | 1575 | 3307.5 | 36382.5 | 0% | 5% | 3% | 10% | 0 | 1819.125 | 1091.475 | 181.9125 | 39475.0125 | 25 | 0 | 0.1289 | 5088.3759 | 0 | 2010 |  |  | 25 |  |  |  | In initial R&R. Size of pumps unknown. Electric power source. Assume 7.5-hp. |  |  | 6000 | 1 | 6000
| PMP-3 Lift Station Controls | 1947 | 1 | ea | 25000 | 25000 | 0% | 0% | 5% | 5% | 10% | 0 | 0 | 1250 | 1312.5 | 2756.25 | 30318.75 | 0% | 5% | 3% | 10% | 0 | 1515.9375 | 909.5625 | 151.5938 | 32895.8438 | 25 | 0 | 0.1289 | 4240.3132 | 0 | 2010 |  |  | 25 |  |  |  | In Initial R&R. |  |  | 25000 | 1 | 25000
| PMP-3 Lift Station Mechanical | 1947 | 1 | ea | 20000 | 20000 | 0% | 0% | 5% | 5% | 10% | 0 | 0 | 1000 | 1050 | 2205 | 24255 | 0% | 5% | 3% | 10% | 0 | 1212.75 | 727.65 | 121.275 | 26316.675 | 35 | 0 | 0.1289 | 3392.2506 | 0 | 2010 |  |  | 35 |  |  |  | In Initial R&R. Assume installation date of 1947. |  |  | 20000 | 1 | 20000
| PMP-3 Force Main - 10", material unknown | 1947 | 284 | lf | 140 | 39760 | 0% | 0% | 5% | 5% | 10% | 0 | 0 | 1988 | 2087.4 | 4383.54 | 48218.94 | 0% | 5% | 3% | 10% | 0 | 2410.947 | 1446.5682 | 241.0947 | 52317.5499 | 70 | 6726.5421 | 0.1289 | 6743.7942 | 867.0592 | 2017 |  |  | 70 |  |  |  | Force main in utilidor with building. |  |  | 140 | 1 | 140
| PMP-2 Lift Station Building (see notation) | [37 empty] | See page J12-11 - Lift stations located inside a building are not considered part of the WW system until point force main leaves building. ? |  |  | 50000 | 1 | 50000
| PMP-2 Lift Station Wet Well | 1945 | 1 | ea | 7500 | 7500 | 0% | 0% | 5% | 5% | 10% | 0 | 0 | 375 | 393.75 | 826.875 | 9095.625 | 0% | 5% | 3% | 10% | 0 | 454.7812 | 272.8687 | 45.4781 | 9868.7531 | 50 | 0 | 0.10753 | 1061.16 | 0 | 2015 |  |  | 50 | [6 empty] | 7500 | 1 | 7500
| PMP-2 Lift Station Pumps - Capacity unknown | 1945 | 2 | ea | 3750 | 7500 | 0% | 0% | 5% | 5% | 10% | 0 | 0 | 375 | 393.75 | 826.875 | 9095.625 | 0% | 5% | 3% | 10% | 0 | 454.7812 | 272.8687 | 45.4781 | 9868.7531 | 25 | 0 | 0.10753 | 1061.16 | 0 | 2015 |  |  | 25 |  |  |  | Size of pumps unknown. Electric power source. Assume package lift station. |  |  | 3750 | 1 | 3750
| PMP-2 Lift Station Controls | 1945 | 1 | ea | 7500 | 7500 | 0% | 0% | 5% | 5% | 10% | 0 | 0 | 375 | 393.75 | 826.875 | 9095.625 | 0% | 5% | 3% | 10% | 0 | 454.7812 | 272.8687 | 45.4781 | 9868.7531 | 25 | 0 | 0.10753 | 1061.16 | 0 | 2015 |  |  | 25 | [6 empty] | 7500 | 1 | 7500
| PMP-2 Mechanical | 1945 | 1 | ea | 7500 | 7500 | 0% | 0% | 5% | 5% | 10% | 0 | 0 | 375 | 393.75 | 826.875 | 9095.625 | 0% | 5% | 3% | 10% | 0 | 454.7812 | 272.8687 | 45.4781 | 9868.7531 | 35 | 0 | 0.10753 | 1061.16 | 0 | 2015 |  |  | 35 |  |  |  | Assume installation date of 1945. |  |  | 7500 | 1 | 7500
| PMP-2 Force Main - 6", material unknown | 1945 | 189 | lf | 135 | 25515 | 0% | 0% | 5% | 5% | 10% | 0 | 0 | 1275.75 | 1339.5375 | 2813.0287 | 30943.3162 | 0% | 5% | 3% | 10% | 0 | 1547.1658 | 928.2995 | 154.7166 | 33573.4981 | 70 | 3357.3498 | 0.10753 | 3610.0664 | 361.0066 | 2015 |  |  | 70 |  |  |  | Force main direct with building. |  |  | 135 | 1 | 135
| Post HQ/1555 Lift Station | [37 empty] | See page J12-11 - Lift stations located inside a building are not considered part of the WW system until point force main leaves building. ?
| Wetwell | 1965 | 1 | ea | 50000 | 50000 | 0% | 0% | 5% | 5% | 10% | 0 | 0 | 2500 | 2625 | 5512.5 | 60637.5 | 0% | 5% | 3% | 10% | 0 | 3031.875 | 1819.125 | 303.1875 | 65791.6875 | 50 | 9210.8363 | 0.19606 | 12899.4222 | 1805.9191 | 2015 |  |  | 50 |  |  |  | Size of pumps unknown. Electric power source. Assume package lift station. |  |  | 50000 | 1 | 50000
| Post HQ/1555 Lift Station Pumps - Capacity unknown | 1965 | 2 | ea | 6000 | 12000 | 0% | 0% | 5% | 5% | 10% | 0 | 0 | 600 | 630 | 1323 | 14553 | 0% | 5% | 3% | 10% | 0 | 727.65 | 436.59 | 72.765 | 15790.005 | 25 | 0 | 0.19606 | 3095.8613 | 0 | 2015 |  |  | 25 | [6 empty] | 6000 | 1 | 6000
| Post HQ/1555 Lift Station Controls | 1965 | 1 | ea | 20000 | 20000 | 0% | 0% | 5% | 5% | 10% | 0 | 0 | 1000 | 1050 | 2205 | 24255 | 0% | 5% | 3% | 10% | 0 | 1212.75 | 727.65 | 121.275 | 26316.675 | 25 | 0 | 0.19606 | 5159.7689 | 0 | 2015 |  |  | 25 |  |  |  | Assume installation date of 1945. |  |  | 20000 | 1 | 20000
| Post HQ/1555 Mechanical | 1965 | 1 | ea | 10000 | 10000 | 0% | 0% | 5% | 5% | 10% | 0 | 0 | 500 | 525 | 1102.5 | 12127.5 | 0% | 5% | 3% | 10% | 0 | 606.375 | 363.825 | 60.6375 | 13158.3375 | 35 | 0 | 0.19606 | 2579.8844 | 0 | 2015 |  |  | 35 |  |  |  | Force main direct with building. |  |  | 10000 | 1 | 10000
| Post HQ/1555 Force Main - 8", material unknown | 1965 | 1005 | lf | 140 | 140700 | 0% | 0% | 5% | 5% | 10% | 0 | 0 | 7035 | 7386.75 | 15512.175 | 170633.925 | 0% | 5% | 5% | 10% | 0 | 8531.6962 | 8531.6962 | 853.1696 | 188550.4871 | 70 | 72726.6165 | 0.19606 | 36968.0797 | 14259.1165 | 2035 |  |  | 70 |  |  |  | Force main in utilidor. |  |  | 140 | 1 | 140
| 7 Units/1047 Lift Station | [37 empty] | See page J12-11 - Lift stations located inside a building are not considered part of the WW system until point force main leaves building. ?
| 7 Units/1047 Lift Station Wet Well | 1965 | 1 | ea | 7500 | 7500 | 0% | 0% | 5% | 5% | 10% | 0 | 0 | 375 | 393.75 | 826.875 | 9095.625 | 0% | 5% | 3% | 10% | 0 | 454.7812 | 272.8687 | 45.4781 | 9868.7531 | 50 | 1381.6254 | 0.19606 | 1934.9133 | 270.8879 | 2015 |  |  | 50 |  |  |  | Assume installation date of 1945. |  |  | 7500 | 1 | 7500
| 7 Units/1047 Lift Station Pumps - Capacity unknown | 1965 | 2 | ea | 3750 | 7500 | 0% | 0% | 5% | 5% | 10% | 0 | 0 | 375 | 393.75 | 826.875 | 9095.625 | 0% | 5% | 3% | 10% | 0 | 454.7812 | 272.8687 | 45.4781 | 9868.7531 | 25 | 0 | 0.19606 | 1934.9133 | 0 | 2015 |  |  | 25 |  |  |  | Size of pumps unknown. Electric power source. Assume package lift station. Assume installation date of 1945. |  |  | 3750 | 1 | 3750
| 7 Units/ 1047 Lift Station Controls | 1965 | 1 | ea | 7500 | 7500 | 0% | 0% | 5% | 5% | 10% | 0 | 0 | 375 | 393.75 | 826.875 | 9095.625 | 0% | 5% | 3% | 10% | 0 | 454.7812 | 272.8687 | 45.4781 | 9868.7531 | 25 | 0 | 0.19606 | 1934.9133 | 0 | 2015 |  |  | 25 |  |  |  | Assume installation date of 1945. |  |  | 7500 | 1 | 7500
| 7 Units/1047 Mechanical | 1965 | 1 | ea | 7500 | 7500 | 0% | 0% | 5% | 5% | 10% | 0 | 0 | 375 | 393.75 | 826.875 | 9095.625 | 0% | 5% | 3% | 10% | 0 | 454.7812 | 272.8687 | 45.4781 | 9868.7531 | 35 | 0 | 0.19606 | 1934.9133 | 0 | 2015 |  |  | 35 |  |  |  | Assume installation date of 1945. |  |  | 7500 | 1 | 7500
| 7 Units/1047 Force Main - 6", material unknown | 1965 | 24 | lf | 135 | 3240 | 0% | 0% | 5% | 5% | 10% | 0 | 0 | 162 | 170.1 | 357.21 | 3929.31 | 0% | 5% | 3% | 10% | 0 | 196.4655 | 117.8793 | 19.6466 | 4263.3013 | 70 | 1644.4162 | 0.19606 | 835.8826 | 322.4118 | 2035 |  |  | 70 |  |  |  | Force main in utilidor. |  |  | 135 | 1 | 135
| 8 Plex/1049 Lift Station | [37 empty] | See page J12-11 - Lift stations located inside a building are not considered part of the WW system until point force main leaves building. ?
| 8 Plex/1049 Lift Station Wet Well | 1965 | 1 | ea | 7500 | 7500 | 0% | 0% | 5% | 5% | 10% | 0 | 0 | 375 | 393.75 | 826.875 | 9095.625 | 0% | 5% | 3% | 10% | 0 | 454.7812 | 272.8687 | 45.4781 | 9868.7531 | 50 | 1381.6254 | 0.19606 | 1934.9133 | 270.8879 | 2015 |  |  | 50 |  |  |  | Assume installation date of 1945. |  |  | 7500 | 1 | 7500
| 8 Plex/1049 Lift Station Pumps - Capacity unknown | 1965 | 2 | ea | 3750 | 7500 | 0% | 0% | 5% | 5% | 10% | 0 | 0 | 375 | 393.75 | 826.875 | 9095.625 | 0% | 5% | 3% | 10% | 0 | 454.7812 | 272.8687 | 45.4781 | 9868.7531 | 25 | 0 | 0.19606 | 1934.9133 | 0 | 2015 |  |  | 25 |  |  |  | Size of pumps unknown. Electric power source. Assume package lift station. Assume installation date of 1945. |  |  | 3750 | 1 | 3750
| 8 Plex/1049 Lift Station Controls | 1965 | 1 | ea | 7500 | 7500 | 0% | 0% | 5% | 5% | 10% | 0 | 0 | 375 | 393.75 | 826.875 | 9095.625 | 0% | 5% | 3% | 10% | 0 | 454.7812 | 272.8687 | 45.4781 | 9868.7531 | 25 | 0 | 0.19606 | 1934.9133 | 0 | 2015 |  |  | 25 |  |  |  | Assume installation date of 1945. |  |  | 7500 | 1 | 7500
| 8 Plex/1049 Mechanical | 1965 | 1 | ea | 7500 | 7500 | 0% | 0% | 5% | 5% | 10% | 0 | 0 | 375 | 393.75 | 826.875 | 9095.625 | 0% | 5% | 3% | 10% | 0 | 454.7812 | 272.8687 | 45.4781 | 9868.7531 | 35 | 0 | 0.19606 | 1934.9133 | 0 | 2015 |  |  | 35 |  |  |  | Assume installation date of 1945. |  |  | 7500 | 1 | 7500
| 8 Plex/1049 Force Main - 6", material unknown | 1965 | 20 | lf | 135 | 2700 | 0% | 0% | 5% | 5% | 10% | 0 | 0 | 135 | 141.75 | 297.675 | 3274.425 | 0% | 5% | 3% | 10% | 0 | 163.7213 | 98.2327 | 16.3721 | 3552.7511 | 70 | 1370.3469 | 0.19606 | 696.5688 | 268.6765 | 2035 |  |  | 70 |  |  |  | Force main in utilidor. |  |  | 135 | 1 | 135
| Admin/1051 Lift Station | [37 empty] | See page J12-11 - Lift stations located inside a building are not considered part of the WW system until point force main leaves building. ?
| Admin/1051 Lift Station Wet Well | 1965 | 1 | ea | 50000 | 50000 | 0% | 0% | 5% | 5% | 10% | 0 | 0 | 2500 | 2625 | 5512.5 | 60637.5 | 0% | 5% | 3% | 10% | 0 | 3031.875 | 1819.125 | 303.1875 | 65791.6875 | 50 | 9210.8363 | 0.19606 | 12899.4222 | 1805.9191 | 2020 |  |  | 50 |  |  |  | Assume installation date of 1945. |  |  | 50000 | 1 | 50000
| Admin/1051 Lift Station Pumps - Capacity unknown | 1965 | 2 | ea | 6000 | 12000 | 0% | 0% | 5% | 5% | 10% | 0 | 0 | 600 | 630 | 1323 | 14553 | 0% | 5% | 3% | 10% | 0 | 727.65 | 436.59 | 72.765 | 15790.005 | 25 | 0 | 0.19606 | 3095.8613 | 0 | 2020 |  |  | 25 |  |  |  | Size of pumps unknown. Electric power source. Assume package lift station. Assume installation date of 1945. |  |  | 6000 | 1 | 6000
| Admin/1051 Lift Station Controls | 1965 | 1 | ea | 20000 | 20000 | 0% | 0% | 5% | 5% | 10% | 0 | 0 | 1000 | 1050 | 2205 | 24255 | 0% | 5% | 3% | 10% | 0 | 1212.75 | 727.65 | 121.275 | 26316.675 | 25 | 0 | 0.19606 | 5159.7689 | 0 | 2020 |  |  | 25 |  |  |  | Assume installation date of 1945. |  |  | 20000 | 1 | 20000
| Admin/1051 Lift Station Mechanical | 1965 | 1 | ea | 10000 | 10000 | 0% | 0% | 5% | 5% | 10% | 0 | 0 | 500 | 525 | 1102.5 | 12127.5 | 0% | 5% | 3% | 10% | 0 | 606.375 | 363.825 | 60.6375 | 13158.3375 | 35 | 0 | 0.19606 | 2579.8844 | 0 | 2020 |  |  | 35 |  |  |  | Assume installation date of 1945. |  |  | 10000 | 1 | 10000
| Admin/1051 Force Main - 10", material unknown | 1965 | 20 | lf | 140 | 2800 | 0% | 0% | 5% | 5% | 10% | 0 | 0 | 140 | 147 | 308.7 | 3395.7 | 0% | 5% | 3% | 10% | 0 | 169.785 | 101.871 | 16.9785 | 3684.3345 | 70 | 1421.1005 | 0.19606 | 722.3676 | 278.6275 | 2020 |  |  | 70 |  |  |  | Force main in utilidor. |  |  | 140 | 1 | 140
| Law Center/1562 Lift Station | [37 empty] | See page J12-11 - Lift stations located inside a building are not considered part of the WW system until point force main leaves building. ?
| Law Center/1562 Lift Station Wet Well | 1965 | 1 | ea | 7500 | 7500 | 0% | 0% | 5% | 5% | 10% | 0 | 0 | 375 | 393.75 | 826.875 | 9095.625 | 0% | 5% | 3% | 10% | 0 | 454.7812 | 272.8687 | 45.4781 | 9868.7531 | 50 | 1381.6254 | 0.19606 | 1934.9133 | 270.8879 | 2020 |  |  | 50 |  |  |  | Assume installation date of 1945. |  |  | 7500 | 1 | 7500
| Law Center/1562 Lift Station Pumps - Capacity unknown | 1965 | 2 | ea | 3750 | 7500 | 0% | 0% | 5% | 5% | 10% | 0 | 0 | 375 | 393.75 | 826.875 | 9095.625 | 0% | 5% | 3% | 10% | 0 | 454.7812 | 272.8687 | 45.4781 | 9868.7531 | 25 | 0 | 0.19606 | 1934.9133 | 0 | 2020 |  |  | 25 |  |  |  | Size of pumps unknown. Electric power source. Assume package lift station. Assume installation date of 1945. |  |  | 3750 | 1 | 3750
| Law Center/1562 Lift Station Controls | 1965 | 1 | ea | 7500 | 7500 | 0% | 0% | 5% | 5% | 10% | 0 | 0 | 375 | 393.75 | 826.875 | 9095.625 | 0% | 5% | 3% | 10% | 0 | 454.7812 | 272.8687 | 45.4781 | 9868.7531 | 25 | 0 | 0.19606 | 1934.9133 | 0 | 2020 |  |  | 25 |  |  |  | Assume installation date of 1945. |  |  | 7500 | 1 | 7500
| Law Center/1562 Mechanical | 1965 | 1 | ea | 7500 | 7500 | 0% | 0% | 5% | 5% | 10% | 0 | 0 | 375 | 393.75 | 826.875 | 9095.625 | 0% | 5% | 3% | 10% | 0 | 454.7812 | 272.8687 | 45.4781 | 9868.7531 | 35 | 0 | 0.19606 | 1934.9133 | 0 | 2020 |  |  | 35 |  |  |  | Assume installation date of 1945. |  |  | 7500 | 1 | 7500
| Law Center/1562 Force Main - 6", material unknown | 1965 | 40 | lf | 135 | 5400 | 0% | 0% | 5% | 5% | 10% | 0 | 0 | 270 | 283.5 | 595.35 | 6548.85 | 0% | 5% | 3% | 10% | 0 | 327.4425 | 196.4655 | 32.7443 | 7105.5023 | 70 | 2740.6937 | 0.19606 | 1393.1376 | 537.3531 | 2020 |  |  | 70 |  |  |  | Force main in utilidor. |  |  | 135 | 1 | 135
| BLM HQ/1541 Lift Station | [37 empty] | See page J12-11 - Lift stations located inside a building are not considered part of the WW system until point force main leaves building. ?
| BLM HQ/1541 Lift Station Wet Well | 1965 | 1 | ea | 7500 | 7500 | 0% | 0% | 5% | 5% | 10% | 0 | 0 | 375 | 393.75 | 826.875 | 9095.625 | 0% | 5% | 3% | 10% | 0 | 454.7812 | 272.8687 | 45.4781 | 9868.7531 | 50 | 1381.6254 | 0.19606 | 1934.9133 | 270.8879 | 2020 |  |  | 50 |  |  |  | Assume installation date of 1945. |  |  | 7500 | 1 | 7500
| BLM HQ/1541 Lift Station Pumps - Capacity unknown | 1965 | 2 | ea | 3750 | 7500 | 0% | 0% | 5% | 5% | 10% | 0 | 0 | 375 | 393.75 | 826.875 | 9095.625 | 0% | 5% | 3% | 10% | 0 | 454.7812 | 272.8687 | 45.4781 | 9868.7531 | 25 | 0 | 0.19606 | 1934.9133 | 0 | 2020 |  |  | 25 |  |  |  | Size of pumps unknown. Electric power source. Assume package lift station. Assume installation date of 1945. |  |  | 3750 | 1 | 3750
| BLM HQ/1541 Lift Station Controls | 1965 | 1 | ea | 7500 | 7500 | 0% | 0% | 5% | 5% | 10% | 0 | 0 | 375 | 393.75 | 826.875 | 9095.625 | 0% | 5% | 3% | 10% | 0 | 454.7812 | 272.8687 | 45.4781 | 9868.7531 | 25 | 0 | 0.19606 | 1934.9133 | 0 | 2020 |  |  | 25 |  |  |  | Assume installation date of 1945. |  |  | 7500 | 1 | 7500
| BLM HQ/1541 Mechanical | 1965 | 1 | ea | 7500 | 7500 | 0% | 0% | 5% | 5% | 10% | 0 | 0 | 375 | 393.75 | 826.875 | 9095.625 | 0% | 5% | 3% | 10% | 0 | 454.7812 | 272.8687 | 45.4781 | 9868.7531 | 35 | 0 | 0.19606 | 1934.9133 | 0 | 2020 |  |  | 35 |  |  |  | Assume installation date of 1945. |  |  | 7500 | 1 | 7500
| BLM HQ/1541 Force Main - 4", material unknown | 1965 | 380 | lf | 135 | 51300 | 0% | 0% | 5% | 5% | 10% | 0 | 0 | 2565 | 2693.25 | 5655.825 | 62214.075 | 0% | 5% | 3% | 10% | 0 | 3110.7038 | 1866.4222 | 311.0704 | 67502.2714 | 70 | 26036.5904 | 0.19606 | 13234.8072 | 5104.8542 | 2020 |  |  | 70 |  |  |  | Force main direct. |  |  | 135 | 1 | 135
| Hanger 1/1557 Lift Station | [37 empty] | See page J12-11 - Lift stations located inside a building are not considered part of the WW system until point force main leaves building. ?
| Hanger 1/1557 Lift Station Wet Well | 1965 | 1 | ea | 7500 | 7500 | 0% | 0% | 5% | 5% | 10% | 0 | 0 | 375 | 393.75 | 826.875 | 9095.625 | 0% | 5% | 3% | 10% | 0 | 454.7812 | 272.8687 | 45.4781 | 9868.7531 | 50 | 1381.6254 | 0.19606 | 1934.9133 | 270.8879 | 2020 |  |  | 50 |  |  |  | Assume installation date of 1945. |  |  | 7500 | 1 | 7500
| Hanger 1/1557 Lift Station Pumps - Capacity unknown | 1965 | 2 | ea | 3750 | 7500 | 0% | 0% | 5% | 5% | 10% | 0 | 0 | 375 | 393.75 | 826.875 | 9095.625 | 0% | 5% | 3% | 10% | 0 | 454.7812 | 272.8687 | 45.4781 | 9868.7531 | 25 | 0 | 0.19606 | 1934.9133 | 0 | 2020 |  |  | 25 |  |  |  | Size of pumps unknown. Electric power source. Assume package lift station. Assume installation date of 1945. |  |  | 3750 | 1 | 3750
| Hanger 1/1557 Lift Station Controls | 1965 | 1 | ea | 7500 | 7500 | 0% | 0% | 5% | 5% | 10% | 0 | 0 | 375 | 393.75 | 826.875 | 9095.625 | 0% | 5% | 3% | 10% | 0 | 454.7812 | 272.8687 | 45.4781 | 9868.7531 | 25 | 0 | 0.19606 | 1934.9133 | 0 | 2020 |  |  | 25 |  |  |  | Assume installation date of 1945. |  |  | 7500 | 1 | 7500
| Hanger 1/1557 Mechanical | 1965 | 1 | ea | 7500 | 7500 | 0% | 0% | 5% | 5% | 10% | 0 | 0 | 375 | 393.75 | 826.875 | 9095.625 | 0% | 5% | 3% | 10% | 0 | 454.7812 | 272.8687 | 45.4781 | 9868.7531 | 35 | 0 | 0.19606 | 1934.9133 | 0 | 2020 |  |  | 35 |  |  |  | Assume installation date of 1945. |  |  | 7500 | 1 | 7500
| Hanger 1/1557 Force Main - 6", material unknown | 1965 | 96 | lf | 135 | 12960 | 0% | 0% | 5% | 5% | 10% | 0 | 0 | 648 | 680.4 | 1428.84 | 15717.24 | 0% | 5% | 3% | 10% | 0 | 785.862 | 471.5172 | 78.5862 | 17053.2054 | 70 | 6577.6649 | 0.19606 | 3343.5302 | 1289.6474 | 2020 |  |  | 70 |  |  |  | Force main in utilidor. |  |  | 135 | 1 | 135
| South of 1576 Lift Station | [37 empty] | See page J12-11 - Lift stations located inside a building are not considered part of the WW system until point force main leaves building. ?
| South of 1576 Lift Station Wet Well | 1965 | 1 | ea | 12500 | 12500 | 0% | 0% | 5% | 5% | 10% | 0 | 0 | 625 | 656.25 | 1378.125 | 15159.375 | 0% | 5% | 3% | 10% | 0 | 757.9688 | 454.7812 | 75.7969 | 16447.9219 | 50 | 2302.7091 | 0.19606 | 3224.8556 | 451.4798 | 2025 |  |  | 50 |  |  |  | Assume installation date of 1945. |  |  | 12500 | 1 | 12500
| South of 1576 Lift Station Pumps - Capacity unknown | 1965 | 2 | ea | 6250 | 12500 | 0% | 0% | 5% | 5% | 10% | 0 | 0 | 625 | 656.25 | 1378.125 | 15159.375 | 0% | 5% | 3% | 10% | 0 | 757.9688 | 454.7812 | 75.7969 | 16447.9219 | 25 | 0 | 0.19606 | 3224.8556 | 0 | 2025 |  |  | 25 |  |  |  | Size of pumps unknown. Electric power source. Assume package lift station. Assume installation date of 1945. |  |  | 6250 | 1 | 6250
| South of 1576 Lift Station Controls | 1965 | 1 | ea | 12500 | 12500 | 0% | 0% | 5% | 5% | 10% | 0 | 0 | 625 | 656.25 | 1378.125 | 15159.375 | 0% | 5% | 3% | 10% | 0 | 757.9688 | 454.7812 | 75.7969 | 16447.9219 | 25 | 0 | 0.19606 | 3224.8556 | 0 | 2025 |  |  | 25 |  |  |  | Assume installation date of 1945. |  |  | 12500 | 1 | 12500
| South of 1576 Mechanical | 1965 | 1 | ea | 12500 | 12500 | 0% | 0% | 5% | 5% | 10% | 0 | 0 | 625 | 656.25 | 1378.125 | 15159.375 | 0% | 5% | 3% | 10% | 0 | 757.9688 | 454.7812 | 75.7969 | 16447.9219 | 35 | 0 | 0.19606 | 3224.8556 | 0 | 2025 |  |  | 35 |  |  |  | Assume installation date of 1945. |  |  | 12500 | 1 | 12500
| South of 1576 Force Main - 6", material unknown | 1965 | 192 | lf | 135 | 25920 | 0% | 0% | 5% | 5% | 10% | 0 | 0 | 1296 | 1360.8 | 2857.68 | 31434.48 | 0% | 5% | 3% | 10% | 0 | 1571.724 | 943.0344 | 157.1724 | 34106.4108 | 70 | 13155.3299 | 0.19606 | 6687.0605 | 2579.2948 | 2025 |  |  | 70 |  |  |  | Force main in utilidor. |  |  | 135 | 1 | 135
| PMP-507 Lift Station Buidling (see notation) | [37 empty] | See page J12-11 - Lift stations located inside a building are not considered part of the WW system until point force main leaves building. ? |  |  | 50000 | 1 | 50000
| PMP-507 Lift Station Wet Well | 1965 | 1 | ea | 50000 | 50000 | 0% | 0% | 5% | 5% | 10% | 0 | 0 | 2500 | 2625 | 5512.5 | 60637.5 | 0% | 5% | 3% | 10% | 0 | 3031.875 | 1819.125 | 303.1875 | 65791.6875 | 50 | 9210.8363 | 0.19606 | 12899.4222 | 1805.9191 | 2025 |  |  | 50 |  |  |  | Assume installation date of 1945. |  |  | 50000 | 1 | 50000
| PMP-507 Lift Station Pumps - Capacity unknown | 1965 | 2 | ea | 6000 | 12000 | 0% | 0% | 5% | 5% | 10% | 0 | 0 | 600 | 630 | 1323 | 14553 | 0% | 5% | 3% | 10% | 0 | 727.65 | 436.59 | 72.765 | 15790.005 | 25 | 0 | 0.19606 | 3095.8613 | 0 | 2025 |  |  | 25 |  |  |  | Size of pumps unknown. Electric power source. Assume package lift station. Assume installation date of 1945. |  |  | 6000 | 1 | 6000
| PMP-507 Lift Station Controls | 1965 | 1 | ea | 20000 | 20000 | 0% | 0% | 5% | 5% | 10% | 0 | 0 | 1000 | 1050 | 2205 | 24255 | 0% | 5% | 3% | 10% | 0 | 1212.75 | 727.65 | 121.275 | 26316.675 | 25 | 0 | 0.19606 | 5159.7689 | 0 | 2025 |  |  | 25 |  |  |  | Assume installation date of 1945. |  |  | 20000 | 1 | 20000
| PMP-507 Mechanical | 1965 | 1 | ea | 10000 | 10000 | 0% | 0% | 5% | 5% | 10% | 0 | 0 | 500 | 525 | 1102.5 | 12127.5 | 0% | 5% | 3% | 10% | 0 | 606.375 | 363.825 | 60.6375 | 13158.3375 | 35 | 0 | 0.19606 | 2579.8844 | 0 | 2025 |  |  | 35 |  |  |  | Assume installation date of 1945. |  |  | 10000 | 1 | 10000
| PMP-507 Force Main - 10", material unknown | 1965 | 2127 | lf | 140 | 297780 | 0% | 0% | 5% | 5% | 10% | 0 | 0 | 14889 | 15633.45 | 32830.245 | 361132.695 | 0% | 5% | 5% | 10% | 0 | 18056.6348 | 18056.6348 | 1805.6635 | 399051.628 | 70 | 153919.9136 | 0.19606 | 78239.906 | 30178.2495 | 2025 |  |  | 70 |  |  |  | Force main direct with building. |  |  | 140 | 1 | 140
| Near 2201 Lift Station | [37 empty] | See page J12-11 - Lift stations located inside a building are not considered part of the WW system until point force main leaves building. ?
| Near 2201 Lift Station Wet Well | 1965 | 1 | ea | 12500 | 12500 | 0% | 0% | 5% | 5% | 10% | 0 | 0 | 625 | 656.25 | 1378.125 | 15159.375 | 0% | 5% | 3% | 10% | 0 | 757.9688 | 454.7812 | 75.7969 | 16447.9219 | 50 | 2302.7091 | 0.19606 | 3224.8556 | 451.4798 | 2025 |  |  | 50 |  |  |  | Assume installation date of 1945. |  |  | 12500 | 1 | 12500
| Near 2201 Lift Station Pumps - Capacity unknown | 1965 | 2 | ea | 6250 | 12500 | 0% | 0% | 5% | 5% | 10% | 0 | 0 | 625 | 656.25 | 1378.125 | 15159.375 | 0% | 5% | 3% | 10% | 0 | 757.9688 | 454.7812 | 75.7969 | 16447.9219 | 25 | 0 | 0.19606 | 3224.8556 | 0 | 2025 |  |  | 25 |  |  |  | Size of pumps unknown. Electric power source. Assume package lift station. Assume installation date of 1945. |  |  | 6250 | 1 | 6250
| Near 2201 Lift Station Controls | 1965 | 1 | ea | 12500 | 12500 | 0% | 0% | 5% | 5% | 10% | 0 | 0 | 625 | 656.25 | 1378.125 | 15159.375 | 0% | 5% | 3% | 10% | 0 | 757.9688 | 454.7812 | 75.7969 | 16447.9219 | 25 | 0 | 0.19606 | 3224.8556 | 0 | 2025 |  |  | 25 |  |  |  | Assume installation date of 1945. |  |  | 12500 | 1 | 12500
| Near 2201 Mechanical | 1965 | 1 | ea | 12500 | 12500 | 0% | 0% | 5% | 5% | 10% | 0 | 0 | 625 | 656.25 | 1378.125 | 15159.375 | 0% | 5% | 3% | 10% | 0 | 757.9688 | 454.7812 | 75.7969 | 16447.9219 | 35 | 0 | 0.19606 | 3224.8556 | 0 | 2025 |  |  | 35 |  |  |  | Assume installation date of 1945. |  |  | 12500 | 1 | 12500
| Near 2201 Force Main - 4", material unknown | 1965 | 1365 | lf | 135 | 184275 | 0% | 0% | 5% | 5% | 10% | 0 | 0 | 9213.75 | 9674.4375 | 20316.3188 | 223479.5063 | 0% | 5% | 5% | 10% | 0 | 11173.9753 | 11173.9753 | 1117.3975 | 246944.8544 | 70 | 95250.1581 | 0.19606 | 48417.1492 | 18675.1861 | 2025 |  |  | 70 |  |  |  | Force main in utilidor. |  |  | 135 | 1 | 135
| PMP-500 Lift Station | [37 empty] | See page J12-11 - Lift stations located inside a building are not considered part of the WW system until point force main leaves building. ?
| PMP-500 Lift Station Wet Well | 1965 | 1 | ea | 12500 | 12500 | 0% | 0% | 5% | 5% | 10% | 0 | 0 | 625 | 656.25 | 1378.125 | 15159.375 | 0% | 5% | 3% | 10% | 0 | 757.9688 | 454.7812 | 75.7969 | 16447.9219 | 50 | 2302.7091 | 0.19606 | 3224.8556 | 451.4798 | 2025 |  |  | 50 |  |  |  | Assume installation date of 1945. |  |  | 12500 | 1 | 12500
| PMP-500 Lift Station Pumps - Capacity unknown | 1965 | 2 | ea | 6250 | 12500 | 0% | 0% | 5% | 5% | 10% | 0 | 0 | 625 | 656.25 | 1378.125 | 15159.375 | 0% | 5% | 3% | 10% | 0 | 757.9688 | 454.7812 | 75.7969 | 16447.9219 | 25 | 0 | 0.19606 | 3224.8556 | 0 | 2025 |  |  | 25 |  |  |  | Size of pumps unknown. Electric power source. Assume package lift station. Assume installation date of 1945. |  |  | 6250 | 1 | 6250
| PMP-500 Lift Station Controls | 1965 | 1 | ea | 12500 | 12500 | 0% | 0% | 5% | 5% | 10% | 0 | 0 | 625 | 656.25 | 1378.125 | 15159.375 | 0% | 5% | 3% | 10% | 0 | 757.9688 | 454.7812 | 75.7969 | 16447.9219 | 25 | 0 | 0.19606 | 3224.8556 | 0 | 2025 |  |  | 25 |  |  |  | Assume installation date of 1945. |  |  | 12500 | 1 | 12500
| PMP-500 Mechanical | 1965 | 1 | ea | 12500 | 12500 | 0% | 0% | 5% | 5% | 10% | 0 | 0 | 625 | 656.25 | 1378.125 | 15159.375 | 0% | 5% | 3% | 10% | 0 | 757.9688 | 454.7812 | 75.7969 | 16447.9219 | 35 | 0 | 0.19606 | 3224.8556 | 0 | 2025 |  |  | 35 |  |  |  | Assume installation date of 1945. |  |  | 12500 | 1 | 12500
| PMP-500 Force Main - 6", material unknown | 1965 | 290 | lf | 135 | 39150 | 0% | 0% | 5% | 5% | 10% | 0 | 0 | 1957.5 | 2055.375 | 4316.2875 | 47479.1625 | 0% | 5% | 3% | 10% | 0 | 2373.9581 | 1424.3749 | 237.3958 | 51514.8913 | 70 | 19870.0295 | 0.19606 | 10100.2476 | 3895.8098 | 2025 |  |  | 70 |  |  |  | Force main in utilidor. |  |  | 135 | 1 | 135
| PMP-501 Lift Station | [37 empty] | See page J12-11 - Lift stations located inside a building are not considered part of the WW system until point force main leaves building. ?
| PMP-501 Lift Station Wet Well | 1965 | 1 | ea | 12500 | 12500 | 0% | 0% | 5% | 5% | 10% | 0 | 0 | 625 | 656.25 | 1378.125 | 15159.375 | 0% | 5% | 3% | 10% | 0 | 757.9688 | 454.7812 | 75.7969 | 16447.9219 | 50 | 2302.7091 | 0.19606 | 3224.8556 | 451.4798 | 2025 |  |  | 50 |  |  |  | Assume installation date of 1945. |  |  | 12500 | 1 | 12500
| PMP-501 Lift Station Pumps - Capacity unknown | 1965 | 2 | ea | 6250 | 12500 | 0% | 0% | 5% | 5% | 10% | 0 | 0 | 625 | 656.25 | 1378.125 | 15159.375 | 0% | 5% | 3% | 10% | 0 | 757.9688 | 454.7812 | 75.7969 | 16447.9219 | 25 | 0 | 0.19606 | 3224.8556 | 0 | 2025 |  |  | 25 |  |  |  | Size of pumps unknown. Electric power source. Assume package lift station. Assume installation date of 1945. |  |  | 6250 | 1 | 6250
| PMP-501 Lift Station Controls | 1965 | 1 | ea | 12500 | 12500 | 0% | 0% | 5% | 5% | 10% | 0 | 0 | 625 | 656.25 | 1378.125 | 15159.375 | 0% | 5% | 3% | 10% | 0 | 757.9688 | 454.7812 | 75.7969 | 16447.9219 | 25 | 0 | 0.19606 | 3224.8556 | 0 | 2025 |  |  | 25 |  |  |  | Assume installation date of 1945. |  |  | 12500 | 1 | 12500
| PMP-501 Mechanical | 1965 | 1 | ea | 12500 | 12500 | 0% | 0% | 5% | 5% | 10% | 0 | 0 | 625 | 656.25 | 1378.125 | 15159.375 | 0% | 5% | 3% | 10% | 0 | 757.9688 | 454.7812 | 75.7969 | 16447.9219 | 35 | 0 | 0.19606 | 3224.8556 | 0 | 2025 |  |  | 35 |  |  |  | Assume installation date of 1945. |  |  | 12500 | 1 | 12500
| PMP-501 Force Main - 6", material unknown | 1965 | 333 | lf | 135 | 44955 | 0% | 0% | 5% | 5% | 10% | 0 | 0 | 2247.75 | 2360.1375 | 4956.2887 | 54519.1763 | 0% | 5% | 3% | 10% | 0 | 2725.9588 | 1635.5753 | 272.5959 | 59153.3062 | 70 | 22816.2753 | 0.19606 | 11597.8705 | 4473.4644 | 2025 |  |  | 70 |  |  |  | Force main in utilidor. |  |  | 135 | 1 | 135
| PMP-502 Lift Station | [37 empty] | See page J12-11 - Lift stations located inside a building are not considered part of the WW system until point force main leaves building. ?
| PMP-502 Lift Station Wet Well | 1965 | 1 | ea | 12500 | 12500 | 0% | 0% | 5% | 5% | 10% | 0 | 0 | 625 | 656.25 | 1378.125 | 15159.375 | 0% | 5% | 3% | 10% | 0 | 757.9688 | 454.7812 | 75.7969 | 16447.9219 | 50 | 2302.7091 | 0.19606 | 3224.8556 | 451.4798 | 2025 |  |  | 50 |  |  |  | Assume installation date of 1945. |  |  | 12500 | 1 | 12500
| PMP-502 Lift Station Pumps - Capacity unknown | 1965 | 2 | ea | 6250 | 12500 | 0% | 0% | 5% | 5% | 10% | 0 | 0 | 625 | 656.25 | 1378.125 | 15159.375 | 0% | 5% | 3% | 10% | 0 | 757.9688 | 454.7812 | 75.7969 | 16447.9219 | 25 | 0 | 0.19606 | 3224.8556 | 0 | 2025 |  |  | 25 |  |  |  | Size of pumps unknown. Electric power source. Assume package lift station. Assume installation date of 1945. |  |  | 6250 | 1 | 6250
| PMP-502 Lift Station Controls | 1965 | 1 | ea | 12500 | 12500 | 0% | 0% | 5% | 5% | 10% | 0 | 0 | 625 | 656.25 | 1378.125 | 15159.375 | 0% | 5% | 3% | 10% | 0 | 757.9688 | 454.7812 | 75.7969 | 16447.9219 | 25 | 0 | 0.19606 | 3224.8556 | 0 | 2025 |  |  | 25 |  |  |  | Assume installation date of 1945. |  |  | 12500 | 1 | 12500
| PMP-502 Mechanical | 1965 | 1 | ea | 12500 | 12500 | 0% | 0% | 5% | 5% | 10% | 0 | 0 | 625 | 656.25 | 1378.125 | 15159.375 | 0% | 5% | 3% | 10% | 0 | 757.9688 | 454.7812 | 75.7969 | 16447.9219 | 35 | 0 | 0.19606 | 3224.8556 | 0 | 2025 |  |  | 35 |  |  |  | Assume installation date of 1945. |  |  | 12500 | 1 | 12500
| PMP-502 Force Main - 6", material unknown | 1965 | 1225 | lf | 135 | 165375 | 0% | 0% | 5% | 5% | 10% | 0 | 0 | 8268.75 | 8682.1875 | 18232.5938 | 200558.5312 | 0% | 5% | 5% | 10% | 0 | 10027.9266 | 10027.9266 | 1002.7927 | 221617.177 | 70 | 85480.9111 | 0.19606 | 43451.2877 | 16759.7824 | 2025 |  |  | 70 |  |  |  | Force main in utilidor. |  |  | 135 | 1 | 135
| West of 2295 Lift Station | [37 empty] | See page J12-11 - Lift stations located inside a building are not considered part of the WW system until point force main leaves building. ?
| West of 2295 Lift Station Wet Well | 1965 | 1 | ea | 50000 | 50000 | 0% | 0% | 5% | 5% | 10% | 0 | 0 | 2500 | 2625 | 5512.5 | 60637.5 | 0% | 5% | 3% | 10% | 0 | 3031.875 | 1819.125 | 303.1875 | 65791.6875 | 50 | 9210.8363 | 0.19606 | 12899.4222 | 1805.9191 | 2025 |  |  | 50 |  |  |  | Assume installation date of 1945. |  |  | 50000 | 1 | 50000
| West of 2295 Lift Station Pumps - Capacity unknown | 1965 | 2 | ea | 6000 | 12000 | 0% | 0% | 5% | 5% | 10% | 0 | 0 | 600 | 630 | 1323 | 14553 | 0% | 5% | 3% | 10% | 0 | 727.65 | 436.59 | 72.765 | 15790.005 | 25 | 0 | 0.19606 | 3095.8613 | 0 | 2025 |  |  | 25 |  |  |  | Size of pumps unknown. Electric power source. Assume package lift station. Assume installation date of 1945. |  |  | 6000 | 1 | 6000
| West of 2295 Lift Station Controls | 1965 | 1 | ea | 20000 | 20000 | 0% | 0% | 5% | 5% | 10% | 0 | 0 | 1000 | 1050 | 2205 | 24255 | 0% | 5% | 3% | 10% | 0 | 1212.75 | 727.65 | 121.275 | 26316.675 | 25 | 0 | 0.19606 | 5159.7689 | 0 | 2025 |  |  | 25 |  |  |  | Assume installation date of 1945. |  |  | 20000 | 1 | 20000
| West of 2295 Mechanical | 1965 | 1 | ea | 10000 | 10000 | 0% | 0% | 5% | 5% | 10% | 0 | 0 | 500 | 525 | 1102.5 | 12127.5 | 0% | 5% | 3% | 10% | 0 | 606.375 | 363.825 | 60.6375 | 13158.3375 | 35 | 0 | 0.19606 | 2579.8844 | 0 | 2025 |  |  | 35 |  |  |  | Assume installation date of 1945. |  |  | 10000 | 1 | 10000
| West of 2295 Force Main - 4", material unknown | 1965 | 737 | lf | 135 | 99495 | 0% | 0% | 5% | 5% | 10% | 0 | 0 | 4974.75 | 5223.4875 | 10969.3238 | 120662.5612 | 0% | 5% | 3% | 10% | 0 | 6033.1281 | 3619.8768 | 603.3128 | 130918.879 | 70 | 50497.2819 | 0.19606 | 25668.5603 | 9900.7304 | 2025 |  |  | 70 |  |  |  | Force main in utilidor. |  |  | 135 | 1 | 135
| PMP-505 Lift Station Building (see notation) | [37 empty] | See page J12-11 - Lift stations located inside a building are not considered part of the WW system until point force main leaves building. ? |  |  | 50000 | 1 | 50000
| PMP-505 Lift Station Wet Well | 1965 | 1 | ea | 50000 | 50000 | 0% | 0% | 5% | 5% | 10% | 0 | 0 | 2500 | 2625 | 5512.5 | 60637.5 | 0% | 5% | 3% | 10% | 0 | 3031.875 | 1819.125 | 303.1875 | 65791.6875 | 50 | 9210.8363 | 0.19606 | 12899.4222 | 1805.9191 | 2030 |  |  | 50 |  |  |  | Assume installation date of 1945. |  |  | 50000 | 1 | 50000
| PMP-505 Lift Station Pumps - Capacity unknown | 1965 | 2 | ea | 6000 | 12000 | 0% | 0% | 5% | 5% | 10% | 0 | 0 | 600 | 630 | 1323 | 14553 | 0% | 5% | 3% | 10% | 0 | 727.65 | 436.59 | 72.765 | 15790.005 | 25 | 0 | 0.19606 | 3095.8613 | 0 | 2030 |  |  | 25 |  |  |  | Size of pumps unknown. Electric power source. Assume package lift station. Assume installation date of 1945. |  |  | 6000 | 1 | 6000
| PMP-505 Lift Station Controls | 1965 | 1 | ea | 20000 | 20000 | 0% | 0% | 5% | 5% | 10% | 0 | 0 | 1000 | 1050 | 2205 | 24255 | 0% | 5% | 3% | 10% | 0 | 1212.75 | 727.65 | 121.275 | 26316.675 | 25 | 0 | 0.19606 | 5159.7689 | 0 | 2030 |  |  | 25 |  |  |  | Assume installation date of 1945. |  |  | 20000 | 1 | 20000
| PMP 505 Mechanical | 1965 | 1 | ea | 10000 | 10000 | 0% | 0% | 5% | 5% | 10% | 0 | 0 | 500 | 525 | 1102.5 | 12127.5 | 0% | 5% | 3% | 10% | 0 | 606.375 | 363.825 | 60.6375 | 13158.3375 | 35 | 0 | 0.19606 | 2579.8844 | 0 | 2030 |  |  | 35 |  |  |  | Assume installation date of 1945. |  |  | 10000 | 1 | 10000
| PMP-505 Force Main - 10"/6", material unknown | 1965 | 1027 | lf | 140 | 143780 | 0% | 0% | 5% | 5% | 10% | 0 | 0 | 7189 | 7548.45 | 15851.745 | 174369.195 | 0% | 5% | 5% | 10% | 0 | 8718.4597 | 8718.4597 | 871.846 | 192677.9605 | 70 | 74318.6419 | 0.19606 | 37777.3312 | 14571.2563 | 2030 |  |  | 70 |  |  |  | Force main in utilidor with building. |  |  | 140 | 1 | 140
| North of BK 3408 Lift Station | [37 empty] | See page J12-11 - Lift stations located inside a building are not considered part of the WW system until point force main leaves building. ?
| North of BK 3408 Lift Station Wet Well | 1965 | 1 | ea | 50000 | 50000 | 0% | 0% | 5% | 5% | 10% | 0 | 0 | 2500 | 2625 | 5512.5 | 60637.5 | 0% | 5% | 3% | 10% | 0 | 3031.875 | 1819.125 | 303.1875 | 65791.6875 | 50 | 9210.8363 | 0.19606 | 12899.4222 | 1805.9191 | 2030 |  |  | 50 |  |  |  | Assume installation date of 1945. |  |  | 50000 | 1 | 50000
| North of BK 3408 Lift Station Pumps - Capacity unknown | 1965 | 2 | ea | 6000 | 12000 | 0% | 0% | 5% | 5% | 10% | 0 | 0 | 600 | 630 | 1323 | 14553 | 0% | 5% | 3% | 10% | 0 | 727.65 | 436.59 | 72.765 | 15790.005 | 25 | 0 | 0.19606 | 3095.8613 | 0 | 2030 |  |  | 25 |  |  |  | Size of pumps unknown. Electric power source. Assume package lift station. Assume installation date of 1945. |  |  | 6000 | 1 | 6000
| North of BK 3408 Lift Station Controls | 1965 | 1 | ea | 20000 | 20000 | 0% | 0% | 5% | 5% | 10% | 0 | 0 | 1000 | 1050 | 2205 | 24255 | 0% | 5% | 3% | 10% | 0 | 1212.75 | 727.65 | 121.275 | 26316.675 | 25 | 0 | 0.19606 | 5159.7689 | 0 | 2030 |  |  | 25 |  |  |  | Assume installation date of 1945. |  |  | 20000 | 1 | 20000
| North of BK 3408 Mechanical | 1965 | 1 | ea | 10000 | 10000 | 0% | 0% | 5% | 5% | 10% | 0 | 0 | 500 | 525 | 1102.5 | 12127.5 | 0% | 5% | 3% | 10% | 0 | 606.375 | 363.825 | 60.6375 | 13158.3375 | 35 | 0 | 0.19606 | 2579.8844 | 0 | 2030 |  |  | 35 |  |  |  | Assume installation date of 1945. |  |  | 10000 | 1 | 10000
| North of BK 3408 Force Main - 6", material unknown | 1965 | 526 | lf | 135 | 71010 | 0% | 0% | 5% | 5% | 10% | 0 | 0 | 3550.5 | 3728.025 | 7828.8525 | 86117.3775 | 0% | 5% | 3% | 10% | 0 | 4305.8689 | 2583.5213 | 430.5869 | 93437.3546 | 70 | 36040.1225 | 0.19606 | 18319.7595 | 7066.1929 | 2030 |  |  | 70 |  |  |  | Force main direct. |  |  | 135 | 1 | 135
| SE of 3704 Lift Station | [37 empty] | See page J12-11 - Lift stations located inside a building are not considered part of the WW system until point force main leaves building. ?
| SE of 3704 Lift Station Wet Well | 1965 | 1 | ea | 50000 | 50000 | 0% | 0% | 5% | 5% | 10% | 0 | 0 | 2500 | 2625 | 5512.5 | 60637.5 | 0% | 5% | 3% | 10% | 0 | 3031.875 | 1819.125 | 303.1875 | 65791.6875 | 50 | 9210.8363 | 0.19606 | 12899.4222 | 1805.9191 | 2030 |  |  | 50 |  |  |  | Assume installation date of 1945. |  |  | 50000 | 1 | 50000
| SE of 3704 Lift Station Pumps - Capacity unknown | 1965 | 2 | ea | 6000 | 12000 | 0% | 0% | 5% | 5% | 10% | 0 | 0 | 600 | 630 | 1323 | 14553 | 0% | 5% | 3% | 10% | 0 | 727.65 | 436.59 | 72.765 | 15790.005 | 25 | 0 | 0.19606 | 3095.8613 | 0 | 2030 |  |  | 25 |  |  |  | Size of pumps unknown. Electric power source. Assume package lift station. Assume installation date of 1945. |  |  | 6000 | 1 | 6000
| SE of 3704 Lift Station Controls | 1965 | 1 | ea | 20000 | 20000 | 0% | 0% | 5% | 5% | 10% | 0 | 0 | 1000 | 1050 | 2205 | 24255 | 0% | 5% | 3% | 10% | 0 | 1212.75 | 727.65 | 121.275 | 26316.675 | 25 | 0 | 0.19606 | 5159.7689 | 0 | 2030 |  |  | 25 |  |  |  | Assume installation date of 1945. |  |  | 20000 | 1 | 20000
| SE of 3704 Mechanical | 1965 | 1 | ea | 10000 | 10000 | 0% | 0% | 5% | 5% | 10% | 0 | 0 | 500 | 525 | 1102.5 | 12127.5 | 0% | 5% | 3% | 10% | 0 | 606.375 | 363.825 | 60.6375 | 13158.3375 | 35 | 0 | 0.19606 | 2579.8844 | 0 | 2030 |  |  | 35 |  |  |  | Assume installation date of 1945. |  |  | 10000 | 1 | 10000
| SE of 3704 Force Main - dia. 6", material unknown | 1965 | 402 | lf | 140 | 56280 | 0% | 0% | 5% | 5% | 10% | 0 | 0 | 2814 | 2954.7 | 6204.87 | 68253.57 | 0% | 5% | 3% | 10% | 0 | 3412.6785 | 2047.6071 | 341.2679 | 74055.1235 | 70 | 28564.119 | 0.19606 | 14519.5897 | 5600.4132 | 2030 |  |  | 70 |  |  |  | Force main direct. |  |  | 140 | 1 | 140
| PMP-506 Lift Station Building (see notation) | [37 empty] | See page J12-11 - Lift stations located inside a building are not considered part of the WW system until point force main leaves building. ? |  |  | 50000 | 1 | 50000
| PMP-506 Lift Station Wet Well | 1965 | 1 | ea | 50000 | 50000 | 0% | 0% | 5% | 5% | 10% | 0 | 0 | 2500 | 2625 | 5512.5 | 60637.5 | 0% | 5% | 3% | 10% | 0 | 3031.875 | 1819.125 | 303.1875 | 65791.6875 | 50 | 9210.8363 | 0.19606 | 12899.4222 | 1805.9191 | 2030 |  |  | 50 |  |  |  | Assume installation date of 1945. |  |  | 50000 | 1 | 50000
| PMP-506 Lift Station Pumps - Capacity unknown | 1965 | 2 | ea | 6000 | 12000 | 0% | 0% | 5% | 5% | 10% | 0 | 0 | 600 | 630 | 1323 | 14553 | 0% | 5% | 3% | 10% | 0 | 727.65 | 436.59 | 72.765 | 15790.005 | 25 | 0 | 0.19606 | 3095.8613 | 0 | 2030 |  |  | 25 |  |  |  | Size of pumps unknown. Electric power source. Assume package lift station. Assume installation date of 1945. |  |  | 6000 | 1 | 6000
| PMP-506 Lift Station Controls | 1965 | 1 | ea | 20000 | 20000 | 0% | 0% | 5% | 5% | 10% | 0 | 0 | 1000 | 1050 | 2205 | 24255 | 0% | 5% | 3% | 10% | 0 | 1212.75 | 727.65 | 121.275 | 26316.675 | 25 | 0 | 0.19606 | 5159.7689 | 0 | 2030 |  |  | 25 |  |  |  | Assume installation date of 1945. |  |  | 20000 | 1 | 20000
| PMP-506 Mechanical | 1965 | 1 | ea | 10000 | 10000 | 0% | 0% | 5% | 5% | 10% | 0 | 0 | 500 | 525 | 1102.5 | 12127.5 | 0% | 5% | 3% | 10% | 0 | 606.375 | 363.825 | 60.6375 | 13158.3375 | 35 | 0 | 0.19606 | 2579.8844 | 0 | 2030 |  |  | 35 |  |  |  | Assume installation date of 1945. |  |  | 10000 | 1 | 10000
| PMP-506 Force Main - 20", material unknown | 1965 | 375 | lf | 200 | 75000 | 0% | 0% | 5% | 5% | 10% | 0 | 0 | 3750 | 3937.5 | 8268.75 | 90956.25 | 0% | 5% | 3% | 10% | 0 | 4547.8125 | 2728.6875 | 454.7812 | 98687.5312 | 70 | 38065.1906 | 0.19606 | 19349.1334 | 7463.2372 | 2030 |  |  | 70 |  |  |  | Force main direct with building. |  |  | 200 | 1 | 200
| North of 3567 Lift Station | [37 empty] | See page J12-11 - Lift stations located inside a building are not considered part of the WW system until point force main leaves building. ?
| North of 3567 Lift Station Wet Well | 1965 | 1 | ea | 50000 | 50000 | 0% | 0% | 5% | 5% | 10% | 0 | 0 | 2500 | 2625 | 5512.5 | 60637.5 | 0% | 5% | 3% | 10% | 0 | 3031.875 | 1819.125 | 303.1875 | 65791.6875 | 50 | 9210.8363 | 0.19606 | 12899.4222 | 1805.9191 | 2030 |  |  | 50 |  |  |  | Assume installation date of 1945. |  |  | 50000 | 1 | 50000
| North of 3567 Lift Station Pumps - Capacity unknown | 1965 | 2 | ea | 6000 | 12000 | 0% | 0% | 5% | 5% | 10% | 0 | 0 | 600 | 630 | 1323 | 14553 | 0% | 5% | 3% | 10% | 0 | 727.65 | 436.59 | 72.765 | 15790.005 | 25 | 0 | 0.19606 | 3095.8613 | 0 | 2030 |  |  | 25 |  |  |  | Size of pumps unknown. Electric power source. Assume package lift station. Assume installation date of 1945. |  |  | 6000 | 1 | 6000
| North of 3567 Lift Station Controls | 1965 | 1 | ea | 20000 | 20000 | 0% | 0% | 5% | 5% | 10% | 0 | 0 | 1000 | 1050 | 2205 | 24255 | 0% | 5% | 3% | 10% | 0 | 1212.75 | 727.65 | 121.275 | 26316.675 | 25 | 0 | 0.19606 | 5159.7689 | 0 | 2030 |  |  | 25 |  |  |  | Assume installation date of 1945. |  |  | 20000 | 1 | 20000
| North of 3567 Mechanical | 1965 | 1 | ea | 10000 | 10000 | 0% | 0% | 5% | 5% | 10% | 0 | 0 | 500 | 525 | 1102.5 | 12127.5 | 0% | 5% | 3% | 10% | 0 | 606.375 | 363.825 | 60.6375 | 13158.3375 | 35 | 0 | 0.19606 | 2579.8844 | 0 | 2030 |  |  | 35 |  |  |  | Assume installation date of 1945. |  |  | 10000 | 1 | 10000
| North of 3567 Force Main - 6", material unknown | 1965 | 233 | lf | 135 | 31455 | 0% | 0% | 5% | 5% | 10% | 0 | 0 | 1572.75 | 1651.3875 | 3467.9137 | 38147.0512 | 0% | 5% | 3% | 10% | 0 | 1907.3526 | 1144.4115 | 190.7353 | 41389.5506 | 70 | 15964.5409 | 0.19606 | 8115.0265 | 3130.0817 | 2030 |  |  | 70 |  |  |  | Force main direct. |  |  | 135 | 1 | 135
| Water Plant 3565 Lift Station | [37 empty] | See page J12-11 - Lift stations located inside a building are not considered part of the WW system until point force main leaves building. ?
| Water Plant 3565 Lift Station Wet Well | 1965 | 1 | ea | 50000 | 50000 | 0% | 0% | 5% | 5% | 10% | 0 | 0 | 2500 | 2625 | 5512.5 | 60637.5 | 0% | 5% | 3% | 10% | 0 | 3031.875 | 1819.125 | 303.1875 | 65791.6875 | 50 | 9210.8363 | 0.19606 | 12899.4222 | 1805.9191 | 2030 |  |  | 50 |  |  |  | Assume installation date of 1945. |  |  | 50000 | 1 | 50000
| Water Plant 3565 Lift Station Pumps - Capacity unknown | 1965 | 2 | ea | 6000 | 12000 | 0% | 0% | 5% | 5% | 10% | 0 | 0 | 600 | 630 | 1323 | 14553 | 0% | 5% | 3% | 10% | 0 | 727.65 | 436.59 | 72.765 | 15790.005 | 25 | 0 | 0.19606 | 3095.8613 | 0 | 2030 |  |  | 25 |  |  |  | Size of pumps unknown. Electric power source. Assume package lift station. Assume installation date of 1945. |  |  | 6000 | 1 | 6000
| Water Plant 3565 Lift Station Controls | 1965 | 1 | ea | 20000 | 20000 | 0% | 0% | 5% | 5% | 10% | 0 | 0 | 1000 | 1050 | 2205 | 24255 | 0% | 5% | 3% | 10% | 0 | 1212.75 | 727.65 | 121.275 | 26316.675 | 25 | 0 | 0.19606 | 5159.7689 | 0 | 2030 |  |  | 25 |  |  |  | Assume installation date of 1945. |  |  | 20000 | 1 | 20000
| Water Plant Mechanical | 1965 | 1 | ea | 10000 | 10000 | 0% | 0% | 5% | 5% | 10% | 0 | 0 | 500 | 525 | 1102.5 | 12127.5 | 0% | 5% | 3% | 10% | 0 | 606.375 | 363.825 | 60.6375 | 13158.3375 | 35 | 0 | 0.19606 | 2579.8844 | 0 | 2030 |  |  | 35 |  |  |  | Assume installation date of 1945. |  |  | 10000 | 1 | 10000
| Water Plant 3565 Force Main - 3"/4", material unknown | 1965 | 608 | lf | 135 | 82080 | 0% | 0% | 5% | 5% | 10% | 0 | 0 | 4104 | 4309.2 | 9049.32 | 99542.52 | 0% | 5% | 3% | 10% | 0 | 4977.126 | 2986.2756 | 497.7126 | 108003.6342 | 70 | 41658.5446 | 0.19606 | 21175.6916 | 8167.7667 | 2030 |  |  | 70 |  |  |  | Force main direct. |  |  | 135 | 1 | 135
| PMP-800 Lift Station Building (see notation) | [37 empty] | See page J12-11 - Lift stations located inside a building are not considered part of the WW system until point force main leaves building. ? |  |  | 50000 | 1 | 50000
| PMP-800 Lift Station Wet Well | 1965 | 1 | ea | 50000 | 50000 | 0% | 0% | 5% | 5% | 10% | 0 | 0 | 2500 | 2625 | 5512.5 | 60637.5 | 0% | 5% | 3% | 10% | 0 | 3031.875 | 1819.125 | 303.1875 | 65791.6875 | 50 | 9210.8363 | 0.19606 | 12899.4222 | 1805.9191 | 2030 |  |  | 50 |  |  |  | Assume installation date of 1945. |  |  | 50000 | 1 | 50000
| PMP-800 Lift Station Pumps - Capacity unknown | 1965 | 2 | ea | 6000 | 12000 | 0% | 0% | 5% | 5% | 10% | 0 | 0 | 600 | 630 | 1323 | 14553 | 0% | 5% | 3% | 10% | 0 | 727.65 | 436.59 | 72.765 | 15790.005 | 25 | 0 | 0.19606 | 3095.8613 | 0 | 2030 |  |  | 25 |  |  |  | Size of pumps unknown. Electric power source. Assume package lift station. Assume installation date of 1945. |  |  | 6000 | 1 | 6000
| PMP-800 Lift Station Controls | 1965 | 1 | ea | 20000 | 20000 | 0% | 0% | 5% | 5% | 10% | 0 | 0 | 1000 | 1050 | 2205 | 24255 | 0% | 5% | 3% | 10% | 0 | 1212.75 | 727.65 | 121.275 | 26316.675 | 25 | 0 | 0.19606 | 5159.7689 | 0 | 2030 |  |  | 25 |  |  |  | Assume installation date of 1945. |  |  | 20000 | 1 | 20000
| PMP-800 Mechanical | 1965 | 1 | ea | 10000 | 10000 | 0% | 0% | 5% | 5% | 10% | 0 | 0 | 500 | 525 | 1102.5 | 12127.5 | 0% | 5% | 3% | 10% | 0 | 606.375 | 363.825 | 60.6375 | 13158.3375 | 35 | 0 | 0.19606 | 2579.8844 | 0 | 2030 |  |  | 35 |  |  |  | Assume installation date of 1945. |  |  | 10000 | 1 | 10000
| PMP-800 Force Main - 6", material unknown | 1965 | 766 | lf | 135 | 103410 | 0% | 0% | 5% | 5% | 10% | 0 | 0 | 5170.5 | 5429.025 | 11400.9525 | 125410.4775 | 0% | 5% | 3% | 10% | 0 | 6270.5239 | 3762.3143 | 627.0524 | 136070.3681 | 70 | 52484.2848 | 0.19606 | 26678.5851 | 10290.3114 | 2030 |  |  | 70 |  |  |  | Force main in utilidor with building. |  |  | 135 | 1 | 135
| Near 3709 Lift Station | [37 empty] | See page J12-11 - Lift stations located inside a building are not considered part of the WW system until point force main leaves building. ?
| Near 3709 Lift Station Wet Well | 1965 | 1 | ea | 50000 | 50000 | 0% | 0% | 5% | 5% | 10% | 0 | 0 | 2500 | 2625 | 5512.5 | 60637.5 | 0% | 5% | 3% | 10% | 0 | 3031.875 | 1819.125 | 303.1875 | 65791.6875 | 50 | 9210.8363 | 0.19606 | 12899.4222 | 1805.9191 | 2030 |  |  | 50 |  |  |  | Assume installation date of 1945. |  |  | 50000 | 1 | 50000
| Near 3709 Lift Station Pumps - Capacity unknown | 1965 | 2 | ea | 6000 | 12000 | 0% | 0% | 5% | 5% | 10% | 0 | 0 | 600 | 630 | 1323 | 14553 | 0% | 5% | 3% | 10% | 0 | 727.65 | 436.59 | 72.765 | 15790.005 | 25 | 0 | 0.19606 | 3095.8613 | 0 | 2030 |  |  | 25 |  |  |  | Size of pumps unknown. Electric power source. Assume package lift station. Assume installation date of 1945. |  |  | 6000 | 1 | 6000
| Near 3709 Lift Station Controls | 1965 | 1 | ea | 20000 | 20000 | 0% | 0% | 5% | 5% | 10% | 0 | 0 | 1000 | 1050 | 2205 | 24255 | 0% | 5% | 3% | 10% | 0 | 1212.75 | 727.65 | 121.275 | 26316.675 | 25 | 0 | 0.19606 | 5159.7689 | 0 | 2030 |  |  | 25 |  |  |  | Assume installation date of 1945. |  |  | 20000 | 1 | 20000
| Near 3709 Mechanical | 1965 | 1 | ea | 10000 | 10000 | 0% | 0% | 5% | 5% | 10% | 0 | 0 | 500 | 525 | 1102.5 | 12127.5 | 0% | 5% | 3% | 10% | 0 | 606.375 | 363.825 | 60.6375 | 13158.3375 | 35 | 0 | 0.19606 | 2579.8844 | 0 | 2030 |  |  | 35 |  |  |  | Assume installation date of 1945. |  |  | 10000 | 1 | 10000
| Near 3709 Force Main - 4", material unknown | 1965 | 100 | lf | 135 | 13500 | 0% | 0% | 5% | 5% | 10% | 0 | 0 | 675 | 708.75 | 1488.375 | 16372.125 | 0% | 5% | 3% | 10% | 0 | 818.6063 | 491.1637 | 81.8606 | 17763.7556 | 70 | 6851.7343 | 0.19606 | 3482.844 | 1343.3827 | 2030 |  |  | 70 |  |  |  | Force main in utilidor. |  |  | 135 | 1 | 135
Oil Water Separators
| 1053 - Signal Maint | 1995 | 1 | ea | 5000 | 5000 | 0% | 0% | 5% | 5% | 10% | 0 | 0 | 250 | 262.5 | 551.25 | 6063.75 | 0% | 5% | 3% | 10% | 0 | 303.1875 | 181.9125 | 30.3188 | 6579.1687 | 25 | 3158.001 | 0.80654 | 5306.3409 | 2547.0437 | 2020 |  |  | 25 | [6 empty] | 5000 | 1 | 5000
| 1185 Ski Hill Maint | 1995 | 1 | ea | 5000 | 5000 | 0% | 0% | 5% | 5% | 10% | 0 | 0 | 250 | 262.5 | 551.25 | 6063.75 | 0% | 5% | 3% | 10% | 0 | 303.1875 | 181.9125 | 30.3188 | 6579.1687 | 25 | 3158.001 | 0.80654 | 5306.3409 | 2547.0437 | 2020 |  |  | 25 | [6 empty] | 5000 | 1 | 5000
| 1557 Hangar 1 | 1995 | 1 | ea | 5000 | 5000 | 0% | 0% | 5% | 5% | 10% | 0 | 0 | 250 | 262.5 | 551.25 | 6063.75 | 0% | 5% | 3% | 10% | 0 | 303.1875 | 181.9125 | 30.3188 | 6579.1687 | 25 | 3158.001 | 0.80654 | 5306.3409 | 2547.0437 | 2020 |  |  | 25 | [6 empty] | 5000 | 1 | 5000
| 1565 Vehicle Maint | 1995 | 1 | ea | 10000 | 10000 | 0% | 0% | 5% | 5% | 10% | 0 | 0 | 500 | 525 | 1102.5 | 12127.5 | 0% | 5% | 3% | 10% | 0 | 606.375 | 363.825 | 60.6375 | 13158.3375 | 25 | 6316.002 | 0.80654 | 10612.6819 | 5094.0873 | 2020 |  |  | 25 | [6 empty] | 10000 | 1 | 10000
| 1595 Motorpool | 1995 | 1 | ea | 5000 | 5000 | 0% | 0% | 5% | 5% | 10% | 0 | 0 | 250 | 262.5 | 551.25 | 6063.75 | 0% | 5% | 3% | 10% | 0 | 303.1875 | 181.9125 | 30.3188 | 6579.1687 | 25 | 3158.001 | 0.80654 | 5306.3409 | 2547.0437 | 2020 |  |  | 25 | [6 empty] | 5000 | 1 | 5000
| 2007 Hangar 7 & 8 | 1995 | 1 | ea | 5000 | 5000 | 0% | 0% | 5% | 5% | 10% | 0 | 0 | 250 | 262.5 | 551.25 | 6063.75 | 0% | 5% | 3% | 10% | 0 | 303.1875 | 181.9125 | 30.3188 | 6579.1687 | 25 | 3158.001 | 0.80654 | 5306.3409 | 2547.0437 | 2020 |  |  | 25 | [6 empty] | 5000 | 1 | 5000
| 2116 AHA or PPF | 1995 | 1 | ea | 5000 | 5000 | 0% | 0% | 5% | 5% | 10% | 0 | 0 | 250 | 262.5 | 551.25 | 6063.75 | 0% | 5% | 3% | 10% | 0 | 303.1875 | 181.9125 | 30.3188 | 6579.1687 | 25 | 3158.001 | 0.80654 | 5306.3409 | 2547.0437 | 2021 |  |  | 25 | [6 empty] | 5000 | 1 | 5000
| 2295 Vehicle Maint | 1995 | 1 | ea | 5000 | 5000 | 0% | 0% | 5% | 5% | 10% | 0 | 0 | 250 | 262.5 | 551.25 | 6063.75 | 0% | 5% | 3% | 10% | 0 | 303.1875 | 181.9125 | 30.3188 | 6579.1687 | 25 | 3158.001 | 0.80654 | 5306.3409 | 2547.0437 | 2021 |  |  | 25 | [6 empty] | 5000 | 1 | 5000
| 2095 G.C. Veh Stor | 1995 | 1 | ea | 5000 | 5000 | 0% | 0% | 5% | 5% | 10% | 0 | 0 | 250 | 262.5 | 551.25 | 6063.75 | 0% | 5% | 3% | 10% | 0 | 303.1875 | 181.9125 | 30.3188 | 6579.1687 | 25 | 3158.001 | 0.80654 | 5306.3409 | 2547.0437 | 2021 |  |  | 25 | [6 empty] | 5000 | 1 | 5000
| 2096 G.C. Maint Fac | 1995 | 1 | ea | 10000 | 10000 | 0% | 0% | 5% | 5% | 10% | 0 | 0 | 500 | 525 | 1102.5 | 12127.5 | 0% | 5% | 3% | 10% | 0 | 606.375 | 363.825 | 60.6375 | 13158.3375 | 25 | 6316.002 | 0.80654 | 10612.6819 | 5094.0873 | 2021 |  |  | 25 | [6 empty] | 10000 | 1 | 10000
| 3005 Hangar 3 | 1995 | 1 | ea | 5000 | 5000 | 0% | 0% | 5% | 5% | 10% | 0 | 0 | 250 | 262.5 | 551.25 | 6063.75 | 0% | 5% | 3% | 10% | 0 | 303.1875 | 181.9125 | 30.3188 | 6579.1687 | 25 | 3158.001 | 0.80654 | 5306.3409 | 2547.0437 | 2021 |  |  | 25 | [6 empty] | 5000 | 1 | 5000
| 3008 Hangar 2 | 1995 | 1 | ea | 5000 | 5000 | 0% | 0% | 5% | 5% | 10% | 0 | 0 | 250 | 262.5 | 551.25 | 6063.75 | 0% | 5% | 3% | 10% | 0 | 303.1875 | 181.9125 | 30.3188 | 6579.1687 | 25 | 3158.001 | 0.80654 | 5306.3409 | 2547.0437 | 2021 |  |  | 25 | [6 empty] | 5000 | 1 | 5000
| 3039 Vehicle Maint | 1995 | 1 | ea | 10000 | 10000 | 0% | 0% | 5% | 5% | 10% | 0 | 0 | 500 | 525 | 1102.5 | 12127.5 | 0% | 5% | 3% | 10% | 0 | 606.375 | 363.825 | 60.6375 | 13158.3375 | 25 | 6316.002 | 0.80654 | 10612.6819 | 5094.0873 | 2022 |  |  | 25 | [6 empty] | 10000 | 1 | 10000
| 3040 MP Warm Stor | 1995 | 1 | ea | 5000 | 5000 | 0% | 0% | 5% | 5% | 10% | 0 | 0 | 250 | 262.5 | 551.25 | 6063.75 | 0% | 5% | 3% | 10% | 0 | 303.1875 | 181.9125 | 30.3188 | 6579.1687 | 25 | 3158.001 | 0.80654 | 5306.3409 | 2547.0437 | 2022 |  |  | 25 | [6 empty] | 5000 | 1 | 5000
| 3421 Motorpool | 1995 | 1 | ea | 10000 | 10000 | 0% | 0% | 5% | 5% | 10% | 0 | 0 | 500 | 525 | 1102.5 | 12127.5 | 0% | 5% | 3% | 10% | 0 | 606.375 | 363.825 | 60.6375 | 13158.3375 | 25 | 6316.002 | 0.80654 | 10612.6819 | 5094.0873 | 2022 |  |  | 25 | [6 empty] | 10000 | 1 | 10000
| 3425 Motorpool | 1995 | 1 | ea | 10000 | 10000 | 0% | 0% | 5% | 5% | 10% | 0 | 0 | 500 | 525 | 1102.5 | 12127.5 | 0% | 5% | 3% | 10% | 0 | 606.375 | 363.825 | 60.6375 | 13158.3375 | 25 | 6316.002 | 0.80654 | 10612.6819 | 5094.0873 | 2022 |  |  | 25 | [6 empty] | 10000 | 1 | 10000
| 3475 Motorpool | 1995 | 1 | ea | 10000 | 10000 | 0% | 0% | 5% | 5% | 10% | 0 | 0 | 500 | 525 | 1102.5 | 12127.5 | 0% | 5% | 3% | 10% | 0 | 606.375 | 363.825 | 60.6375 | 13158.3375 | 25 | 6316.002 | 0.80654 | 10612.6819 | 5094.0873 | 2022 |  |  | 25 | [6 empty] | 10000 | 1 | 10000
| 3477 Vehicle Maint | 1995 | 1 | ea | 10000 | 10000 | 0% | 0% | 5% | 5% | 10% | 0 | 0 | 500 | 525 | 1102.5 | 12127.5 | 0% | 5% | 3% | 10% | 0 | 606.375 | 363.825 | 60.6375 | 13158.3375 | 25 | 6316.002 | 0.80654 | 10612.6819 | 5094.0873 | 2022 |  |  | 25 | [6 empty] | 10000 | 1 | 10000
| 3479 Motorpool | 1995 | 1 | ea | 10000 | 10000 | 0% | 0% | 5% | 5% | 10% | 0 | 0 | 500 | 525 | 1102.5 | 12127.5 | 0% | 5% | 3% | 10% | 0 | 606.375 | 363.825 | 60.6375 | 13158.3375 | 25 | 6316.002 | 0.80654 | 10612.6819 | 5094.0873 | 2023 |  |  | 25 | [6 empty] | 10000 | 1 | 10000
| 3485 Motorpool | 1995 | 1 | ea | 10000 | 10000 | 0% | 0% | 5% | 5% | 10% | 0 | 0 | 500 | 525 | 1102.5 | 12127.5 | 0% | 5% | 3% | 10% | 0 | 606.375 | 363.825 | 60.6375 | 13158.3375 | 25 | 6316.002 | 0.80654 | 10612.6819 | 5094.0873 | 2023 |  |  | 25 | [6 empty] | 10000 | 1 | 10000
| 3480 Vehicle Maint | 1995 | 1 | ea | 10000 | 10000 | 0% | 0% | 5% | 5% | 10% | 0 | 0 | 500 | 525 | 1102.5 | 12127.5 | 0% | 5% | 3% | 10% | 0 | 606.375 | 363.825 | 60.6375 | 13158.3375 | 25 | 6316.002 | 0.80654 | 10612.6819 | 5094.0873 | 2023 |  |  | 25 | [6 empty] | 10000 | 1 | 10000
| 3483 Tac Vehicle Wash | 1995 | 1 | ea | 10000 | 10000 | 0% | 0% | 5% | 5% | 10% | 0 | 0 | 500 | 525 | 1102.5 | 12127.5 | 0% | 5% | 3% | 10% | 0 | 606.375 | 363.825 | 60.6375 | 13158.3375 | 25 | 6316.002 | 0.80654 | 10612.6819 | 5094.0873 | 2023 |  |  | 25 | [6 empty] | 10000 | 1 | 10000
| 3490 Vehicle Maint | 1995 | 1 | ea | 10000 | 10000 | 0% | 0% | 5% | 5% | 10% | 0 | 0 | 500 | 525 | 1102.5 | 12127.5 | 0% | 5% | 3% | 10% | 0 | 606.375 | 363.825 | 60.6375 | 13158.3375 | 25 | 6316.002 | 0.80654 | 10612.6819 | 5094.0873 | 2023 |  |  | 25 | [6 empty] | 10000 | 1 | 10000
| 3492 Vehicle Maint | 1995 | 1 | ea | 10000 | 10000 | 0% | 0% | 5% | 5% | 10% | 0 | 0 | 500 | 525 | 1102.5 | 12127.5 | 0% | 5% | 3% | 10% | 0 | 606.375 | 363.825 | 60.6375 | 13158.3375 | 25 | 6316.002 | 0.80654 | 10612.6819 | 5094.0873 | 2023 |  |  | 25 | [6 empty] | 10000 | 1 | 10000
| 3494 Vehicle Maint | 1995 | 1 | ea | 10000 | 10000 | 0% | 0% | 5% | 5% | 10% | 0 | 0 | 500 | 525 | 1102.5 | 12127.5 | 0% | 5% | 3% | 10% | 0 | 606.375 | 363.825 | 60.6375 | 13158.3375 | 25 | 6316.002 | 0.80654 | 10612.6819 | 5094.0873 | 2024 |  |  | 25 | [6 empty] | 10000 | 1 | 10000
| 3496 Vehicle Maint | 1995 | 1 | ea | 10000 | 10000 | 0% | 0% | 5% | 5% | 10% | 0 | 0 | 500 | 525 | 1102.5 | 12127.5 | 0% | 5% | 3% | 10% | 0 | 606.375 | 363.825 | 60.6375 | 13158.3375 | 25 | 6316.002 | 0.80654 | 10612.6819 | 5094.0873 | 2024 |  |  | 25 | [6 empty] | 10000 | 1 | 10000
| 3498 New Vehicle Maint Facility | 1995 | 1 | ea | 10000 | 10000 | 0% | 0% | 5% | 5% | 10% | 0 | 0 | 500 | 525 | 1102.5 | 12127.5 | 0% | 5% | 3% | 10% | 0 | 606.375 | 363.825 | 60.6375 | 13158.3375 | 25 | 6316.002 | 0.80654 | 10612.6819 | 5094.0873 | 2024 |  |  | 25 | [6 empty] | 10000 | 1 | 10000
| 3562 Auto Repair | 1995 | 1 | ea | 10000 | 10000 | 0% | 0% | 5% | 5% | 10% | 0 | 0 | 500 | 525 | 1102.5 | 12127.5 | 0% | 5% | 3% | 10% | 0 | 606.375 | 363.825 | 60.6375 | 13158.3375 | 25 | 6316.002 | 0.80654 | 10612.6819 | 5094.0873 | 2024 |  |  | 25 | [6 empty] | 10000 | 1 | 10000
| 3598 Cat shed | 1995 | 1 | ea | 10000 | 10000 | 0% | 0% | 5% | 5% | 10% | 0 | 0 | 500 | 525 | 1102.5 | 12127.5 | 0% | 5% | 3% | 10% | 0 | 606.375 | 363.825 | 60.6375 | 13158.3375 | 25 | 6316.002 | 0.80654 | 10612.6819 | 5094.0873 | 2024 |  |  | 25 | [6 empty] | 10000 | 1 | 10000
| 3730 Auto repair | 1995 | 1 | ea | 5000 | 5000 | 0% | 0% | 5% | 5% | 10% | 0 | 0 | 250 | 262.5 | 551.25 | 6063.75 | 0% | 5% | 3% | 10% | 0 | 303.1875 | 181.9125 | 30.3188 | 6579.1687 | 25 | 3158.001 | 0.80654 | 5306.3409 | 2547.0437 | 2024 |  |  | 25 | [6 empty] | 5000 | 1 | 5000
| 4050 Outdoor Rec | 1995 | 1 | ea | 5000 | 5000 | 0% | 0% | 5% | 5% | 10% | 0 | 0 | 250 | 262.5 | 551.25 | 6063.75 | 0% | 5% | 3% | 10% | 0 | 303.1875 | 181.9125 | 30.3188 | 6579.1687 | 25 | 3158.001 | 0.80654 | 5306.3409 | 2547.0437 | 2025 |  |  | 25 | [6 empty] | 5000 | 1 | 5000
| n/a New hangar 6 | 1995 | 1 | ea | 5000 | 5000 | 0% | 0% | 5% | 5% | 10% | 0 | 0 | 250 | 262.5 | 551.25 | 6063.75 | 0% | 5% | 3% | 10% | 0 | 303.1875 | 181.9125 | 30.3188 | 6579.1687 | 25 | 3158.001 | 0.80654 | 5306.3409 | 2547.0437 | 2025 |  |  | 25 | [6 empty] | 5000 | 1 | 5000
Septic Leech
Oper. & Maintenance/ OTP Capitalized Assets
| Oper. & Maintenance Base Facilities Depot | 2008 | 0.05 | ea | 1387328 | 69366.4 | 0% | 0% | 0% | 0% | 0% | 0 | 0 | 0 | 0 | 0 | 69366.4 | 0% | 0% | 0% | 0% | 0 | 0 | 0 | 0 | 69366.4 | 75 | 69366.4 | 1.02 | 0 | 0 | 2008 |  |  | 75
O&M Vehicle Fleet:
| Pick Up Trucks | 2008 | 2 | ea | 35000 | 70000 | 0% | 0% | 0% | 0% | 0% | 0 | 0 | 0 | 0 | 0 | 70000 | 0% | 0% | 0% | 0% | 0 | 0 | 0 | 0 | 70000 | 10 | 70000 | 1.02 | 0 | 0 | 2008 |  |  | 10
| Utility Truck | 2008 | 1 | ea | 40000 | 40000 | 0% | 0% | 0% | 0% | 0% | 0 | 0 | 0 | 0 | 0 | 40000 | 0% | 0% | 0% | 0% | 0 | 0 | 0 | 0 | 40000 | 10 | 40000 | 1.02 | 0 | 0 | 2008 |  |  | 10
| Backhoe Rubber Tired | 2008 | 0.5 | ea | 80000 | 40000 | 0% | 0% | 0% | 0% | 0% | 0 | 0 | 0 | 0 | 0 | 40000 | 0% | 0% | 0% | 0% | 0 | 0 | 0 | 0 | 40000 | 10 | 40000 | 1.02 | 0 | 0 | 2008 |  |  | 10
| Flat bed Crane | 2008 | 0.5 | ea | 55000 | 27500 | 0% | 0% | 0% | 0% | 0% | 0 | 0 | 0 | 0 | 0 | 27500 | 0% | 0% | 0% | 0% | 0 | 0 | 0 | 0 | 27500 | 10 | 27500 | 1.02 | 0 | 0 | 2008 |  |  | 10
| Dump Truck | 2008 | 0.5 | ea | 80000 | 40000 | 0% | 0% | 0% | 0% | 0% | 0 | 0 | 0 | 0 | 0 | 40000 | 0% | 0% | 0% | 0% | 0 | 0 | 0 | 0 | 40000 | 15 | 40000 | 1.02 | 0 | 0 | 2008 |  |  | 15
| Vactor | 2008 | 1 | ea | 275000 | 275000 | 0% | 0% | 0% | 0% | 0% | [5 empty] | 275000 | 0% | 0% | 0% | 0% | 0 | 0 | 0 | 0 | 275000 | 15 | 275000 | 1.02 | 0 | 0 | 2008 |  |  | 15
| Thaw van | 2008 | 0 | ea | 125000 | 0 | 0% | 0% | 0% | 0% | 0% | 0 | 0 | 0 | 0 | 0 | 0 | 0% | 0% | 0% | 0% | 0 | 0 | 0 | 0 | 0 | 15 | 0 | 1.02 | 0 |  | 2008 |  |  | 15
| Operational Transition Period Start-up Costs | 2008 | 1 | ea | 619492 | 619492 | 0% | 0% | 0% | 0% | 0% | 0 | 0 | 0 | 0 | 0 | 619492 | 0% | 0% | 0% | 0% | 0 | 0 | 0 | 0 | 619492 | 50 | 619492 | 1.02 | 0 | 0 | 2008 |  |  | 50
[6 empty] | 39552730.4 | [21 empty] | 19164563.2022 |  | 9820568.2885 | 4420127.9094
Total - 2008 to 2012 only | [25 empty] | 9637438.65
Total - 2013 to 2018 only | [25 empty] | 1049081.353
Total - 2019 to 2058 | [25 empty] | 33873420.4206
Total - 2008 to 2058 |  | 1981.0667 | [23 empty] | 44559940.4236 | 56.1333 |  |  |  |  | 2037.2
Note on A3: CH2M HILL: Marvin's Steam Only_v20 is incorporated in this sheet, so that we have every thing under one sheet - v21.
Note on AG8: John Shaw: Default condition is year installed plus ODL
Note on AJ8: John Shaw: uses orginal design life as default unless overriden by new entry
Note on AK8: John Shaw: estimated total major maintenance cost for asset
Note on AL8: John Shaw: starting yearof the major maintenacne program
Note on AM8: John Shaw: numberof years of the major maintenance program
Note on B29: CH2M HILL: Changed from "Size" to "Diameter". Page J12-14
Note on AC32: John Shaw: override, new project
Note on AE32: John Shaw: override, new project
Note on AC33: John Shaw: override, new project
Note on AE33: John Shaw: override, new project
Note on AC34: John Shaw: override, new project
Note on AE34: John Shaw: override, new project
Note on AC35: John Shaw: override, new project
Note on AE35: John Shaw: override, new project
Note on B51: CH2M HILL: Changed from "Size" to "Diameter". Page J12-14
Note on B64: CH2M HILL: Name Changed, Based on 2006 J attachments, Page J12-15, Table 6.3
Note on C66: CH2M HILL: Installation year Changed, Based on 2006 J attachments, Page J12-16, Table 6.3. Changed from 1950 to 1987
Note on C67: CH2M HILL: Installation year Changed, Based on 2006 J attachments, Page J12-16, Table 6.3. Changed from 1990 to 1987
Note on C68: CH2M HILL: Installation year Changed, Based on 2006 J attachments, Page J12-16, Table 6.3. Changed from 1988 to 1987
Note on B71: CH2M HILL: 1000 gal added, Based on 2006 J attachments, Page J12-15, Table 6.3
Note on C71: CH2M HILL: Installation year Changed, Based on 2006 J attachments, Page J12-16, Table 6.3. Changed from 2000 to 1987
Note on B72: CH2M HILL: 1000 gal added, Based on 2006 J attachments, Page J12-15, Table 6.3
Note on C72: CH2M HILL: Installation year Changed, Based on 2006 J attachments, Page J12-16, Table 6.3. Changed from 1980 to 1987
Note on B73: CH2M HILL: 1000 gal added, Based on 2006 J attachments, Page J12-15, Table 6.3
Note on C73: CH2M HILL: Installation year Changed, Based on 2006 J attachments, Page J12-16, Table 6.3. Changed from 1980 to 1987
Note on C74: CH2M HILL: Installation year Changed, Based on 2006 J attachments, Page J12-16, Table 6.3. Changed from 1990 to 1987
Note on C75: CH2M HILL: Installation year Changed, Based on 2006 J attachments, Page J12-16, Table 6.3. Changed from 1985 to 1987
Note on C76: CH2M HILL: Installation year Changed, Based on 2006 J attachments, Page J12-16, Table 6.3. Changed from 1985 to 1987
Note on B77: CH2M HILL: 1000 gal added, Based on 2006 J attachments, Page J12-15, Table 6.3
Note on C77: CH2M HILL: Installation year Changed, Based on 2006 J attachments, Page J12-16, Table 6.3. Changed from 1990 to 1987
Note on B78: CH2M HILL: 1000 gal added, Based on 2006 J attachments, Page J12-15, Table 6.3
Note on C78: CH2M HILL: Installation year Changed, Based on 2006 J attachments, Page J12-16, Table 6.3. Changed from 1990 to 1987
Note on B79: CH2M HILL: 1000 gal added, Based on 2006 J attachments, Page J12-15, Table 6.3
Note on C79: CH2M HILL: Installation year Changed, Based on 2006 J attachments, Page J12-16, Table 6.3. Changed from 1980 to 1987
Note on B80: CH2M HILL: 1000 gal added, Based on 2006 J attachments, Page J12-15, Table 6.3
Note on C80: CH2M HILL: Installation year Changed, Based on 2006 J attachments, Page J12-16, Table 6.3. Changed from 1980 to 1987
Note on B81: CH2M HILL: Added, 2006 J attachments, Page J12-15, Table 6.3
Note on C81: CH2M HILL: Installation year, Based on 2006 J attachments, Page J12-16, Table 6.3.
Note on B82: CH2M HILL: Added, 2006 J attachments, Page J12-15, Table 6.3
Note on C82: CH2M HILL: Installation year, Based on 2006 J attachments, Page J12-16, Table 6.3.
Note on B83: CH2M HILL: Added, 2006 J attachments, Page J12-15, Table 6.3
Note on C83: CH2M HILL: Installation year, Based on 2006 J attachments, Page J12-16, Table 6.3.
Note on B84: CH2M HILL: Added, 2006 J attachments, Page J12-15, Table 6.3
Note on C84: CH2M HILL: Installation year, Based on 2006 J attachments, Page J12-16, Table 6.3.
Note on B85: CH2M HILL: Added, 2006 J attachments, Page J12-15, Table 6.3
Note on C85: CH2M HILL: Installation year, Based on 2006 J attachments, Page J12-16, Table 6.3.
Note on B86: CH2M HILL: added
Note on C86: CH2M HILL: Installation year Changed, Based on 2006 J attachments, Page J12-16, Table 6.3. Changed from 1980 to 1987
Note on B89: CH2M HILL: 1000 gal added, Based on 2006 J attachments, Page J12-15, Table 6.3
Note on C89: CH2M HILL: Installation year Changed, Based on 2006 J attachments, Page J12-16, Table 6.3. Changed from 2000 to 1987
Note on B90: CH2M HILL: 1000 gal added, Based on 2006 J attachments, Page J12-15, Table 6.3
Note on C90: CH2M HILL: Installation year Changed, Based on 2006 J attachments, Page J12-16, Table 6.3. Changed from 2000 to 1987
Note on B91: CH2M HILL: 1000 gal added, Based on 2006 J attachments, Page J12-15, Table 6.3
Note on C91: CH2M HILL: Installation year Changed, Based on 2006 J attachments, Page J12-16, Table 6.3. Changed from 2000 to 1987
Note on B92: CH2M HILL: 1000 gal added, Based on 2006 J attachments, Page J12-15, Table 6.3
Note on C92: CH2M HILL: Installation year Changed, Based on 2006 J attachments, Page J12-16, Table 6.3. Changed from 1990 to 1987
Note on B93: CH2M HILL: 1000 gal added, Based on 2006 J attachments, Page J12-15, Table 6.3
Note on C93: CH2M HILL: Installation year Changed, Based on 2006 J attachments, Page J12-16, Table 6.3. Changed from 1990 to 1987
Note on C94: CH2M HILL: Installation year Changed, Based on 2006 J attachments, Page J12-16, Table 6.3. Changed from 1990 to 1987
Note on C95: CH2M HILL: Installation year Changed, Based on 2006 J attachments, Page J12-16, Table 6.3. Changed from 1990 to 1987
Note on C96: CH2M HILL: Installation year Changed, Based on 2006 J attachments, Page J12-16, Table 6.3. Changed from 1990 to 1987
Note on C97: CH2M HILL: Installation year Changed, Based on 2006 J attachments, Page J12-16, Table 6.3. Changed from 1990 to 1987
Note on B98: CH2M HILL: Outhouse added, Based on 2006 J attachments, Page J12-15, Table 6.3
Note on C98: CH2M HILL: Installation year, Based on 2006 J attachments, Page J12-16, Table 6.3.
Note on B99: CH2M HILL: Outhouse added, Based on 2006 J attachments, Page J12-15, Table 6.3
Note on C99: CH2M HILL: Installation year, Based on 2006 J attachments, Page J12-16, Table 6.3.
Note on B100: CH2M HILL: Outhouse added, Based on 2006 J attachments, Page J12-15, Table 6.3
Note on C100: CH2M HILL: Installation year, Based on 2006 J attachments, Page J12-16, Table 6.3.
Note on B101: CH2M HILL: Outhouse added, Based on 2006 J attachments, Page J12-15, Table 6.3
Note on C101: CH2M HILL: Installation year, Based on 2006 J attachments, Page J12-16, Table 6.3.
Note on B102: CH2M HILL: Outhouse added, Based on 2006 J attachments, Page J12-16, Table 6.3
Note on C102: CH2M HILL: Installation year, Based on 2006 J attachments, Page J12-16, Table 6.3.
Note on C103: CH2M HILL: Installation year Changed, Based on 2006 J attachments, Page J12-16, Table 6.3. Changed from 2000 to 1987
Note on C130: CH2M HILL: Modified, Refer to 2006 J attachment, J12-10, Table 4.1. Installation year changed from 1945 to 1965
Note on C131: CH2M HILL: Modified, Refer to 2006 J attachment, J12-10, Table 4.1. Installation year changed from 1945 to 1965
Note on C132: CH2M HILL: Modified, Refer to 2006 J attachment, J12-10, Table 4.1. Installation year changed from 1945 to 1965
Note on C133: CH2M HILL: Modified, Refer to 2006 J attachment, J12-10, Table 4.1. Installation year changed from 1945 to 1965
Note on C134: CH2M HILL: Modified, Refer to 2006 J attachment, J12-10, Table 4.1. Installation year changed from 1945 to 1965
Note on C137: CH2M HILL: Modified, Refer to 2006 J attachment, J12-10, Table 4.1. Installation year changed from 1945 to 1965
Note on C138: CH2M HILL: Modified, Refer to 2006 J attachment, J12-10, Table 4.1. Installation year changed from 1945 to 1965
Note on C139: CH2M HILL: Modified, Refer to 2006 J attachment, J12-10, Table 4.1. Installation year changed from 1945 to 1965
Note on C140: CH2M HILL: Modified, Refer to 2006 J attachment, J12-10, Table 4.1. Installation year changed from 1945 to 1965
Note on C141: CH2M HILL: Modified, Refer to 2006 J attachment, J12-10, Table 4.1. Installation year changed from 1945 to 1965
Note on C144: CH2M HILL: Modified, Refer to 2006 J attachment, J12-10, Table 4.1. Installation year changed from 1945 to 1965
Note on C145: CH2M HILL: Modified, Refer to 2006 J attachment, J12-10, Table 4.1. Installation year changed from 1945 to 1965
Note on C146: CH2M HILL: Modified, Refer to 2006 J attachment, J12-10, Table 4.1. Installation year changed from 1945 to 1965
Note on C147: CH2M HILL: Modified, Refer to 2006 J attachment, J12-10, Table 4.1. Installation year changed from 1945 to 1965
Note on C148: CH2M HILL: Modified, Refer to 2006 J attachment, J12-10, Table 4.1. Installation year changed from 1945 to 1965
Note on C151: CH2M HILL: Modified, Refer to 2006 J attachment, J12-10, Table 4.1. Installation year changed from 1945 to 1965
Note on C152: CH2M HILL: Modified, Refer to 2006 J attachment, J12-10, Table 4.1. Installation year changed from 1945 to 1965
Note on C153: CH2M HILL: Modified, Refer to 2006 J attachment, J12-10, Table 4.1. Installation year changed from 1945 to 1965
Note on C154: CH2M HILL: Modified, Refer to 2006 J attachment, J12-10, Table 4.1. Installation year changed from 1945 to 1965
Note on C155: CH2M HILL: Modified, Refer to 2006 J attachment, J12-10, Table 4.1. Installation year changed from 1945 to 1965
Note on C158: CH2M HILL: Modified, Refer to 2006 J attachment, J12-10, Table 4.1. Installation year changed from 1945 to 1965
Note on C159: CH2M HILL: Modified, Refer to 2006 J attachment, J12-10, Table 4.1. Installation year changed from 1945 to 1965
Note on C160: CH2M HILL: Modified, Refer to 2006 J attachment, J12-10, Table 4.1. Installation year changed from 1945 to 1965
Note on C161: CH2M HILL: Modified, Refer to 2006 J attachment, J12-10, Table 4.1. Installation year changed from 1945 to 1965
Note on C162: CH2M HILL: Modified, Refer to 2006 J attachment, J12-10, Table 4.1. Installation year changed from 1945 to 1965
Note on C165: CH2M HILL: Modified, Refer to 2006 J attachment, J12-10, Table 4.1. Installation year changed from 1945 to 1965
Note on C166: CH2M HILL: Modified, Refer to 2006 J attachment, J12-10, Table 4.1. Installation year changed from 1945 to 1965
Note on C167: CH2M HILL: Modified, Refer to 2006 J attachment, J12-10, Table 4.1. Installation year changed from 1945 to 1965
Note on C168: CH2M HILL: Modified, Refer to 2006 J attachment, J12-10, Table 4.1. Installation year changed from 1945 to 1965
Note on C169: CH2M HILL: Modified, Refer to 2006 J attachment, J12-10, Table 4.1. Installation year changed from 1945 to 1965
Note on C172: CH2M HILL: Modified, Refer to 2006 J attachment, J12-10, Table 4.1. Installation year changed from 1945 to 1965
Note on C173: CH2M HILL: Modified, Refer to 2006 J attachment, J12-10, Table 4.1. Installation year changed from 1945 to 1965
Note on C174: CH2M HILL: Modified, Refer to 2006 J attachment, J12-10, Table 4.1. Installation year changed from 1945 to 1965
Note on C175: CH2M HILL: Modified, Refer to 2006 J attachment, J12-10, Table 4.1. Installation year changed from 1945 to 1965
Note on C176: CH2M HILL: Modified, Refer to 2006 J attachment, J12-10, Table 4.1. Installation year changed from 1945 to 1965
Note on C179: CH2M HILL: Modified, Refer to 2006 J attachment, J12-10, Table 4.1. Installation year changed from 1945 to 1965
Note on C180: CH2M HILL: Modified, Refer to 2006 J attachment, J12-10, Table 4.1. Installation year changed from 1945 to 1965
Note on C181: CH2M HILL: Modified, Refer to 2006 J attachment, J12-10, Table 4.1. Installation year changed from 1945 to 1965
Note on C182: CH2M HILL: Modified, Refer to 2006 J attachment, J12-10, Table 4.1. Installation year changed from 1945 to 1965
Note on C183: CH2M HILL: Modified, Refer to 2006 J attachment, J12-10, Table 4.1. Installation year changed from 1945 to 1965
Note on C185: CH2M HILL: Modified, Refer to 2006 J attachment, J12-10, Table 4.1. Installation year changed from 1945 to 1965
Note on C186: CH2M HILL: Modified, Refer to 2006 J attachment, J12-10, Table 4.1. Installation year changed from 1945 to 1965
Note on C187: CH2M HILL: Modified, Refer to 2006 J attachment, J12-10, Table 4.1. Installation year changed from 1945 to 1965
Note on C188: CH2M HILL: Modified, Refer to 2006 J attachment, J12-10, Table 4.1. Installation year changed from 1945 to 1965
Note on C189: CH2M HILL: Modified, Refer to 2006 J attachment, J12-10, Table 4.1. Installation year changed from 1945 to 1965
Note on C190: CH2M HILL: Modified, Refer to 2006 J attachment, J12-10, Table 4.1. Installation year changed from 1945 to 1965
Note on C193: CH2M HILL: Modified, Refer to 2006 J attachment, J12-10, Table 4.1. Installation year changed from 1945 to 1965
Note on C194: CH2M HILL: Modified, Refer to 2006 J attachment, J12-10, Table 4.1. Installation year changed from 1945 to 1965
Note on C195: CH2M HILL: Modified, Refer to 2006 J attachment, J12-10, Table 4.1. Installation year changed from 1945 to 1965
Note on C196: CH2M HILL: Modified, Refer to 2006 J attachment, J12-10, Table 4.1. Installation year changed from 1945 to 1965
Note on C197: CH2M HILL: Modified, Refer to 2006 J attachment, J12-10, Table 4.1. Installation year changed from 1945 to 1965
Note on C200: CH2M HILL: Modified, Refer to 2006 J attachment, J12-10, Table 4.1. Installation year changed from 1945 to 1965
Note on C201: CH2M HILL: Modified, Refer to 2006 J attachment, J12-10, Table 4.1. Installation year changed from 1945 to 1965
Note on C202: CH2M HILL: Modified, Refer to 2006 J attachment, J12-10, Table 4.1. Installation year changed from 1945 to 1965
Note on C203: CH2M HILL: Modified, Refer to 2006 J attachment, J12-10, Table 4.1. Installation year changed from 1945 to 1965
Note on C204: CH2M HILL: Modified, Refer to 2006 J attachment, J12-10, Table 4.1. Installation year changed from 1945 to 1965
Note on C207: CH2M HILL: Modified, Refer to 2006 J attachment, J12-10, Table 4.1. Installation year changed from 1945 to 1965
Note on C208: CH2M HILL: Modified, Refer to 2006 J attachment, J12-10, Table 4.1. Installation year changed from 1945 to 1965
Note on C209: CH2M HILL: Modified, Refer to 2006 J attachment, J12-10, Table 4.1. Installation year changed from 1945 to 1965
Note on C210: CH2M HILL: Modified, Refer to 2006 J attachment, J12-10, Table 4.1. Installation year changed from 1945 to 1965
Note on C211: CH2M HILL: Modified, Refer to 2006 J attachment, J12-10, Table 4.1. Installation year changed from 1945 to 1965
Note on C214: CH2M HILL: Modified, Refer to 2006 J attachment, J12-10, Table 4.1. Installation year changed from 1945 to 1965
Note on C215: CH2M HILL: Modified, Refer to 2006 J attachment, J12-10, Table 4.1. Installation year changed from 1945 to 1965
Note on C216: CH2M HILL: Modified, Refer to 2006 J attachment, J12-10, Table 4.1. Installation year changed from 1945 to 1965
Note on C217: CH2M HILL: Modified, Refer to 2006 J attachment, J12-10, Table 4.1. Installation year changed from 1945 to 1965
Note on C218: CH2M HILL: Modified, Refer to 2006 J attachment, J12-10, Table 4.1. Installation year changed from 1945 to 1965
Note on C221: CH2M HILL: Modified, Refer to 2006 J attachment, J12-10, Table 4.1. Installation year changed from 1945 to 1965
Note on C222: CH2M HILL: Modified, Refer to 2006 J attachment, J12-10, Table 4.1. Installation year changed from 1945 to 1965
Note on C223: CH2M HILL: Modified, Refer to 2006 J attachment, J12-10, Table 4.1. Installation year changed from 1945 to 1965
Note on C224: CH2M HILL: Modified, Refer to 2006 J attachment, J12-10, Table 4.1. Installation year changed from 1945 to 1965
Note on C225: CH2M HILL: Modified, Refer to 2006 J attachment, J12-10, Table 4.1. Installation year changed from 1945 to 1965
Note on C227: CH2M HILL: Modified, Refer to 2006 J attachment, J12-10, Table 4.1. Installation year changed from 1945 to 1965
Note on C228: CH2M HILL: Modified, Refer to 2006 J attachment, J12-10, Table 4.1. Installation year changed from 1945 to 1965
Note on C229: CH2M HILL: Modified, Refer to 2006 J attachment, J12-10, Table 4.1. Installation year changed from 1945 to 1965
Note on C230: CH2M HILL: Modified, Refer to 2006 J attachment, J12-10, Table 4.1. Installation year changed from 1945 to 1965
Note on C231: CH2M HILL: Modified, Refer to 2006 J attachment, J12-10, Table 4.1. Installation year changed from 1945 to 1965
Note on C232: CH2M HILL: Modified, Refer to 2006 J attachment, J12-10, Table 4.1. Installation year changed from 1945 to 1965
Note on C235: CH2M HILL: Modified, Refer to 2006 J attachment, J12-10, Table 4.1. Installation year changed from 1945 to 1965
Note on C236: CH2M HILL: Modified, Refer to 2006 J attachment, J12-10, Table 4.1. Installation year changed from 1945 to 1965
Note on C237: CH2M HILL: Modified, Refer to 2006 J attachment, J12-10, Table 4.1. Installation year changed from 1945 to 1965
Note on C238: CH2M HILL: Modified, Refer to 2006 J attachment, J12-10, Table 4.1. Installation year changed from 1945 to 1965
Note on C239: CH2M HILL: Modified, Refer to 2006 J attachment, J12-10, Table 4.1. Installation year changed from 1945 to 1965
Note on C242: CH2M HILL: Modified, Refer to 2006 J attachment, J12-10, Table 4.1. Installation year changed from 1945 to 1965
Note on C243: CH2M HILL: Modified, Refer to 2006 J attachment, J12-10, Table 4.1. Installation year changed from 1945 to 1965
Note on C244: CH2M HILL: Modified, Refer to 2006 J attachment, J12-10, Table 4.1. Installation year changed from 1945 to 1965
Note on C245: CH2M HILL: Modified, Refer to 2006 J attachment, J12-10, Table 4.1. Installation year changed from 1945 to 1965
Note on C246: CH2M HILL: Modified, Refer to 2006 J attachment, J12-10, Table 4.1. Installation year changed from 1945 to 1965
Note on C248: CH2M HILL: Modified, Refer to 2006 J attachment, J12-10, Table 4.1. Installation year changed from 1945 to 1965
Note on C249: CH2M HILL: Modified, Refer to 2006 J attachment, J12-10, Table 4.1. Installation year changed from 1945 to 1965
Note on C250: CH2M HILL: Modified, Refer to 2006 J attachment, J12-10, Table 4.1. Installation year changed from 1945 to 1965
Note on C251: CH2M HILL: Modified, Refer to 2006 J attachment, J12-10, Table 4.1. Installation year changed from 1945 to 1965
Note on C252: CH2M HILL: Modified, Refer to 2006 J attachment, J12-10, Table 4.1. Installation year changed from 1945 to 1965
Note on C253: CH2M HILL: Modified, Refer to 2006 J attachment, J12-10, Table 4.1. Installation year changed from 1945 to 1965
Note on C256: CH2M HILL: Modified, Refer to 2006 J attachment, J12-10, Table 4.1. Installation year changed from 1945 to 1965
Note on C257: CH2M HILL: Modified, Refer to 2006 J attachment, J12-10, Table 4.1. Installation year changed from 1945 to 1965
Note on C258: CH2M HILL: Modified, Refer to 2006 J attachment, J12-10, Table 4.1. Installation year changed from 1945 to 1965
Note on C259: CH2M HILL: Modified, Refer to 2006 J attachment, J12-10, Table 4.1. Installation year changed from 1945 to 1965
Note on C260: CH2M HILL: Modified, Refer to 2006 J attachment, J12-10, Table 4.1. Installation year changed from 1945 to 1965
Note on C263: CH2M HILL: Modified, Refer to 2006 J attachment, J12-10, Table 4.1. Installation year changed from 1945 to 1965
Note on C264: CH2M HILL: Modified, Refer to 2006 J attachment, J12-10, Table 4.1. Installation year changed from 1945 to 1965
Note on C265: CH2M HILL: Modified, Refer to 2006 J attachment, J12-10, Table 4.1. Installation year changed from 1945 to 1965
Note on C266: CH2M HILL: Modified, Refer to 2006 J attachment, J12-10, Table 4.1. Installation year changed from 1945 to 1965
Note on C267: CH2M HILL: Modified, Refer to 2006 J attachment, J12-10, Table 4.1. Installation year changed from 1945 to 1965
Note on C269: CH2M HILL: Modified, Refer to 2006 J attachment, J12-10, Table 4.1. Installation year changed from 1945 to 1965
Note on C270: CH2M HILL: Modified, Refer to 2006 J attachment, J12-10, Table 4.1. Installation year changed from 1945 to 1965
Note on C271: CH2M HILL: Modified, Refer to 2006 J attachment, J12-10, Table 4.1. Installation year changed from 1945 to 1965
Note on C272: CH2M HILL: Modified, Refer to 2006 J attachment, J12-10, Table 4.1. Installation year changed from 1945 to 1965
Note on C273: CH2M HILL: Modified, Refer to 2006 J attachment, J12-10, Table 4.1. Installation year changed from 1945 to 1965
Note on C274: CH2M HILL: Modified, Refer to 2006 J attachment, J12-10, Table 4.1. Installation year changed from 1945 to 1965
Note on C277: CH2M HILL: Modified, Refer to 2006 J attachment, J12-10, Table 4.1. Installation year changed from 1945 to 1965
Note on C278: CH2M HILL: Modified, Refer to 2006 J attachment, J12-10, Table 4.1. Installation year changed from 1945 to 1965
Note on C279: CH2M HILL: Modified, Refer to 2006 J attachment, J12-10, Table 4.1. Installation year changed from 1945 to 1965
Note on C280: CH2M HILL: Modified, Refer to 2006 J attachment, J12-10, Table 4.1. Installation year changed from 1945 to 1965
Note on C281: CH2M HILL: Modified, Refer to 2006 J attachment, J12-10, Table 4.1. Installation year changed from 1945 to 1965
Note on B283: CH2M HILL: Added, 2006 J attachments, Page J12-12, Table 4.2
Note on B285: CH2M HILL: Added, 2006 J attachments, Page J12-12, Table 4.2
Note on B286: CH2M HILL: Added, 2006 J attachments, Page J12-12, Table 4.2
Note on B287: CH2M HILL: Added, 2006 J attachments, Page J12-12, Table 4.2
Note on B288: CH2M HILL: Added, 2006 J attachments, Page J12-12, Table 4.2
Note on B289: CH2M HILL: Added, 2006 J attachments, Page J12-12, Table 4.2
Note on B290: CH2M HILL: Added, 2006 J attachments, Page J12-12, Table 4.2
Note on B291: CH2M HILL: Added, 2006 J attachments, Page J12-12, Table 4.2
Note on B292: CH2M HILL: Added, 2006 J attachments, Page J12-12, Table 4.2
Note on B293: CH2M HILL: Added, 2006 J attachments, Page J12-12, Table 4.2
Note on B294: CH2M HILL: Added, 2006 J attachments, Page J12-12, Table 4.2
Note on B295: CH2M HILL: Added, 2006 J attachments, Page J12-12, Table 4.2
Note on B296: CH2M HILL: Added, 2006 J attachments, Page J12-12, Table 4.2
Note on B297: CH2M HILL: Added, 2006 J attachments, Page J12-12, Table 4.2
Note on B298: CH2M HILL: Added, 2006 J attachments, Page J12-12, Table 4.2
Note on B299: CH2M HILL: Added, 2006 J attachments, Page J12-12, Table 4.2
Note on B300: CH2M HILL: Added, 2006 J attachments, Page J12-12, Table 4.2
Note on B301: CH2M HILL: Added, 2006 J attachments, Page J12-12, Table 4.2
Note on B302: CH2M HILL: Added, 2006 J attachments, Page J12-12, Table 4.2
Note on B303: CH2M HILL: Added, 2006 J attachments, Page J12-12, Table 4.2
Note on B304: CH2M HILL: Added, 2006 J attachments, Page J12-12, Table 4.2
Note on B305: CH2M HILL: Added, 2006 J attachments, Page J12-12, Table 4.2
Note on B306: CH2M HILL: Added, 2006 J attachments, Page J12-12, Table 4.2
Note on B307: CH2M HILL: Added, 2006 J attachments, Page J12-12, Table 4.2
Note on B308: CH2M HILL: Added, 2006 J attachments, Page J12-12, Table 4.2
Note on B309: CH2M HILL: Added, 2006 J attachments, Page J12-12, Table 4.2
Note on B310: CH2M HILL: Added, 2006 J attachments, Page J12-12, Table 4.2
Note on B311: CH2M HILL: Added, 2006 J attachments, Page J12-12, Table 4.2
Note on B312: CH2M HILL: Added, 2006 J attachments, Page J12-12, Table 4.2
Note on B313: CH2M HILL: Added, 2006 J attachments, Page J12-12, Table 4.2
Note on B314: CH2M HILL: Added, 2006 J attachments, Page J12-12, Table 4.2
Note on B315: CH2M HILL: Added, 2006 J attachments, Page J12-12, Table 4.2
Note on B316: CH2M HILL: Added, 2006 J attachments, Page J12-12, Table 4.2
Note on AE321: John Shaw: override

## Wainwright WW - R&R Proj (hidden)
Fort Wainwright Wastewater Collection R&R Projects
Project Number: Year 2
Project Title: Upgrade Water System
Year That Payment for Project Will Begin: Year 2 of the 50 Year Contract
Project Description | Year Implemented | Year Payments Begin | Quantity | Unit of Measure | Cost/UOM | Base Constr Cost (no markups) | Contingency | Bonds, Insurance | General Conditions | G & A | Profit | Total Capital Cost | Studies plus Predesign | Design | SDC | Fee on Professional Services | Total Project Cost | Engineering | Construction | GM
[7 empty] | 5% | 2% | 5% | 12.2% | 10% |  | 7.7% | 5% | 3% | 10%
- | 2008 | In Initial Replacements |  |  |  | 0 | 0 | 0 | 0 | 0 | 0 | 0 | 0 | 0 | 0 | 0 | 0 | 0 | 0 | 0
- | 2009 | In Initial Replacements |  |  |  | 0 | 0 | 0 | 0 | 0 | 0 | 0 | 0 | 0 | 0 | 0 | 0 | 0 | 0 | 0
- | 2010 | In Initial Replacements |  |  |  | 292000 | 14600 | 6132 | 15636.6 | 40060.9692 | 36842.9569 | 405272.5261 | 31205.9845 | 20263.6263 | 12158.1758 | 6362.7787 | 475263.0914 | 0 | 0 | 0
- | 2011 | In Initial Replacements |  |  |  | 0 | 0 | 0 | 0 | 0 | 0 | 0 | 0 | 0 | 0 | 0 | 0
- | 2012 | In Initial Replacements |  |  |  | 0 | 0 | 0 | 0 | 0 | 0 | 0 | 0 | 0 | 0 | 0 | 0
| 2013 | 2014 |  |  |  | 0 | 0 | 0 | 0 | 0 | 0 | 0 | 0 | 0 | 0 | 0 | 0
| 2014 | 2015 |  |  |  | 0 | 0 | 0 | 0 | 0 | 0 | 0 | 0 | 0 | 0 | 0 | 0
| 2015 | 2016 |  |  |  | 207515 | 10375.75 | 4357.815 | 11112.4283 | 28470.0412 | 26183.1034 | 288014.1379 | 22177.0886 | 14400.7069 | 8640.4241 | 4521.822 | 337754.1795
| 2016 | 2017 |  |  |  | 0 | 0 | 0 | 0 | 0 | 0 | 0 | 0 | 0 | 0 | 0 | 0
| 2017 | 2018 |  |  |  | 589760 | 29488 | 12384.96 | 31581.648 | 80912.1822 | 74412.679 | 818539.4692 | 63027.5391 | 40926.9735 | 24556.1841 | 12851.0697 | 959901.2355
| 2018 | 2019 |  |  |  | 0 | 0 | 0 | 0 | 0 | 0 | 0 | 0 | 0 | 0 | 0 | 0
| 2019 | 2020 |  |  |  | 0 | 0 | 0 | 0 | 0 | 0 | 0 | 0 | 0 | 0 | 0 | 0
| 2020 | 2021 |  |  |  | 254460 | 12723 | 5343.66 | 13626.333 | 34910.6651 | 32106.3658 | 353170.024 | 27194.0918 | 17658.5012 | 10595.1007 | 5544.7694 | 414162.4871
| 2021 | 2022 |  |  |  | 0 | 0 | 0 | 0 | 0 | 0 | 0 | 0 | 0 | 0 | 0 | 0
| 2022 | 2023 |  |  |  | 0 | 0 | 0 | 0 | 0 | 0 | 0 | 0 | 0 | 0 | 0 | 0
| 2023 | 2024 |  |  |  | 0 | 0 | 0 | 0 | 0 | 0 | 0 | 0 | 0 | 0 | 0 | 0
| 2024 | 2025 |  |  |  | 0 | 0 | 0 | 0 | 0 | 0 | 0 | 0 | 0 | 0 | 0 | 0
| 2025 | 2026 |  |  |  | 1290950 | 64547.5 | 27109.95 | 69130.3725 | 177112.0143 | 162884.9837 | 1791734.8205 | 137963.5812 | 89586.741 | 53752.0446 | 28130.2367 | 2101167.424
| 2026 | 2027 |  |  |  | 0 | 0 | 0 | 0 | 0 | 0 | 0 | 0 | 0 | 0 | 0 | 0
| 2027 | 2028 |  |  |  | 0 | 0 | 0 | 0 | 0 | 0 | 0 | 0 | 0 | 0 | 0 | 0
| 2028 | 2029 |  |  |  | 10000 | 500 | 210 | 535.5 | 1371.951 | 1261.7451 | 13879.1961 | 1068.6981 | 693.9598 | 416.3759 | 217.9034 | 16276.1333
| 2029 | 2030 |  |  |  | 0 | 0 | 0 | 0 | 0 | 0 | 0 | 0 | 0 | 0 | 0 | 0
| 2030 | 2031 |  |  |  | 1312515 | 65625.75 | 27562.815 | 70285.1782 | 180070.6267 | 165605.937 | 1821665.3069 | 140268.2286 | 91083.2653 | 54649.9592 | 28600.1453 | 2136266.9054
| 2031 | 2032 |  |  |  | 0 | 0 | 0 | 0 | 0 | 0 | 0 | 0 | 0 | 0 | 0 | 0
| 2032 | 2033 |  |  |  | 0 | 0 | 0 | 0 | 0 | 0 | 0 | 0 | 0 | 0 | 0 | 0
| 2033 | 2034 |  |  |  | 0 | 0 | 0 | 0 | 0 | 0 | 0 | 0 | 0 | 0 | 0 | 0
| 2034 | 2035 |  |  |  | 0 | 0 | 0 | 0 | 0 | 0 | 0 | 0 | 0 | 0 | 0 | 0
| 2035 | 2036 |  |  |  | 146640 | 7332 | 3079.44 | 7852.572 | 20118.2895 | 18502.2301 | 203524.5316 | 15671.3889 | 10176.2266 | 6105.7359 | 3195.3351 | 238673.2182
| 2036 | 2037 |  |  |  | 0 | 0 | 0 | 0 | 0 | 0 | 0 | 0 | 0 | 0 | 0 | 0
| 2037 | 2038 |  |  |  | 40000 | 2000 | 840 | 2142 | 5487.804 | 5046.9804 | 55516.7844 | 4274.7924 | 2775.8392 | 1665.5035 | 871.6135 | 65104.5331
| 2038 | 2039 |  |  |  | 20000 | 1000 | 420 | 1071 | 2743.902 | 2523.4902 | 27758.3922 | 2137.3962 | 1387.9196 | 832.7518 | 435.8068 | 32552.2665
| 2039 | 2040 |  |  |  | 40000 | 2000 | 840 | 2142 | 5487.804 | 5046.9804 | 55516.7844 | 4274.7924 | 2775.8392 | 1665.5035 | 871.6135 | 65104.5331
| 2040 | 2041 |  |  |  | 30000 | 1500 | 630 | 1606.5 | 4115.853 | 3785.2353 | 41637.5883 | 3206.0943 | 2081.8794 | 1249.1276 | 653.7101 | 48828.3998
| 2041 | 2042 |  |  |  | 40000 | 2000 | 840 | 2142 | 5487.804 | 5046.9804 | 55516.7844 | 4274.7924 | 2775.8392 | 1665.5035 | 871.6135 | 65104.5331
| 2042 | 2043 |  |  |  | 0 | 0 | 0 | 0 | 0 | 0 | 0 | 0 | 0 | 0 | 0 | 0
| 2043 | 2044 |  |  |  | 0 | 0 | 0 | 0 | 0 | 0 | 0 | 0 | 0 | 0 | 0 | 0
| 2044 | 2045 |  |  |  | 0 | 0 | 0 | 0 | 0 | 0 | 0 | 0 | 0 | 0 | 0 | 0
| 2045 | 2046 |  |  |  | 0 | 0 | 0 | 0 | 0 | 0 | 0 | 0 | 0 | 0 | 0 | 0
| 2046 | 2047 |  |  |  | 0 | 0 | 0 | 0 | 0 | 0 | 0 | 0 | 0 | 0 | 0 | 0
| 2047 | 2048 |  |  |  | 0 | 0 | 0 | 0 | 0 | 0 | 0 | 0 | 0 | 0 | 0 | 0
| 2048 | 2049 |  |  |  | 0 | 0 | 0 | 0 | 0 | 0 | 0 | 0 | 0 | 0 | 0 | 0
| 2049 | 2050 |  |  |  | 0 | 0 | 0 | 0 | 0 | 0 | 0 | 0 | 0 | 0 | 0 | 0
| 2050 | 2051 |  |  |  | 0 | 0 | 0 | 0 | 0 | 0 | 0 | 0 | 0 | 0 | 0 | 0
| 2051 | 2052 |  |  |  | 0 | 0 | 0 | 0 | 0 | 0 | 0 | 0 | 0 | 0 | 0 | 0
| 2052 | 2053 |  |  |  | 0 | 0 | 0 | 0 | 0 | 0 | 0 | 0 | 0 | 0 | 0 | 0
| 2053 | 2054 |  |  |  | 0 | 0 | 0 | 0 | 0 | 0 | 0 | 0 | 0 | 0 | 0 | 0
| 2054 | 2055 |  |  |  | 0 | 0 | 0 | 0 | 0 | 0 | 0 | 0 | 0 | 0 | 0 | 0
| 2055 | 2056 |  |  |  | 0 | 0 | 0 | 0 | 0 | 0 | 0 | 0 | 0 | 0 | 0 | 0
| 2056 | 2057 |  |  |  | 0 | 0 | 0 | 0 | 0 | 0 | 0 | 0 | 0 | 0 | 0 | 0
| 2057 | 2058 |  |  |  | 0 | 0 | 0 | 0 | 0 | 0 | 0 | 0 | 0 | 0 | 0 | 0
| 2058 | 2059 |  |  |  | 0 | 0 | 0 | 0 | 0 | 0 | 0 | 0 | 0 | 0 | 0 | 0
[7 empty] | 0 | 0 | 0 | 0 | 0 | 0 | 0 | 0 | 0 | 0 | 0 | 0 | 0 | 0
Summary Water Distribution | [5 empty] | 4273840 | 213692 | 89750.64 | 228864.132 | 586349.9062 | 539249.6678 | 5931746.346 | 456744.4686 | 296587.3173 | 177952.3904 | 93128.4176 | 6956158.94

## Wainwright_Pipe_R_R_Th&Pr (hidden)
Doyon Utilities, LLC
Fort Wainwright Central Heat & Power Plant and Heat Distribution System
Proposed Renewal and Replacement Schedule - Piping and Utilidor Only
Year |  | Before 2008 | 2008 | 2009 | 2010 | 2011 | 2012 | 2013 | 2014 | 2015 | 2016 | 2017 | 2018 | 2019 | 2020 | 2021 | 2022 | 2023 | 2024 | 2025 | 2026 | 2027 | 2028 | 2029 | 2030 | 2031 | 2032 | 2033 | 2034 | 2035 | 2036 | 2037 | 2038 | 2039 | 2040 | 2041 | 2042 | 2043 | 2044 | 2045 | 2046 | 2047 | 2048 | 2049 | 2050 | 2051 | 2052 | 2053 | 2054 | 2055 | 2056 | 2057 | 2058
Theoretical Wainwright Steam Piping - Utilidor Installed (LF) |  | #REF! | #REF! | #REF! | #REF! | #REF! | #REF! | #REF! | #REF! | #REF! | #REF! | #REF! | #REF! | #REF! | #REF! | #REF! | #REF! | #REF! | #REF! | #REF! | #REF! | #REF! | #REF! | #REF! | #REF! | #REF! | #REF! | #REF! | #REF! | #REF! | #REF! | #REF! | #REF! | #REF! | #REF! | #REF! | #REF! | #REF! | #REF! | #REF! | #REF! | #REF! | #REF! | #REF! | #REF! | #REF! | #REF! | #REF! | #REF! | #REF! | #REF! | #REF! | #REF!
Theoretical Cumulative Wainwright Steam Piping - Utilidor Installed (LF) |  | #REF! | #REF! | #REF! | #REF! | #REF! | #REF! | #REF! | #REF! | #REF! | #REF! | #REF! | #REF! | #REF! | #REF! | #REF! | #REF! | #REF! | #REF! | #REF! | #REF! | #REF! | #REF! | #REF! | #REF! | #REF! | #REF! | #REF! | #REF! | #REF! | #REF! | #REF! | #REF! | #REF! | #REF! | #REF! | #REF! | #REF! | #REF! | #REF! | #REF! | #REF! | #REF! | #REF! | #REF! | #REF! | #REF! | #REF! | #REF! | #REF! | #REF! | #REF! | #REF!
Theoretical Wainwright Steam Piping - Utilidor Installed ($) |  | #REF! | #REF! | #REF! | #REF! | #REF! | #REF! | #REF! | #REF! | #REF! | #REF! | #REF! | #REF! | #REF! | #REF! | #REF! | #REF! | #REF! | #REF! | #REF! | #REF! | #REF! | #REF! | #REF! | #REF! | #REF! | #REF! | #REF! | #REF! | #REF! | #REF! | #REF! | #REF! | #REF! | #REF! | #REF! | #REF! | #REF! | #REF! | #REF! | #REF! | #REF! | #REF! | #REF! | #REF! | #REF! | #REF! | #REF! | #REF! | #REF! | #REF! | #REF! | #REF!
Proposed Wainwright Steam Piping - Utilidor Installed (LF) |  | 0 | 3573 | 2467 | 2469 | 984 | 5511 | 4444 | 3905 | 4607 | 5773 | 3191 | 5213 | 4838 | 4520 | 5907 | 1974 | 6313 | 4119 | 4365 | 5113 | 3907 | 4004 | 7344 | 4182 | 4356 | 3942 | 6298 | 2446.5 | 2446.5 | 3392 | 3795 | 0 | 0 | 0 | 0 | 0 | 0 | 0 | 0 | 0 | 0 | 0 | 0 | 0 | 0 | 0 | 0 | 0 | 0 | 0 | 0 | 0
Proposed Cumulative Wainwright Steam Piping - Utilidor Installed (LF) |  | 0 | 3573 | 6040 | 8509 | 9493 | 15004 | 19448 | 23353 | 27960 | 33733 | 36924 | 42137 | 46975 | 51495 | 57402 | 59376 | 65689 | 69808 | 74173 | 79286 | 83193 | 87197 | 94541 | 98723 | 103079 | 107021 | 113319 | 115765.5 | 118212 | 121604 | 125399 | 125399 | 125399 | 125399 | 125399 | 125399 | 125399 | 125399 | 125399 | 125399 | 125399 | 125399 | 125399 | 125399 | 125399 | 125399 | 125399 | 125399 | 125399 | 125399 | 125399 | 125399 | #REF!
Proposed Wainwright Steam Piping - Utilidor Installed ($) |  | #REF! | 357300 | 246700 | 246900 | 98400 | 551100 | #REF! | #REF! | #REF! | #REF! | #REF! | #REF! | #REF! | #REF! | #REF! | #REF! | #REF! | #REF! | #REF! | #REF! | #REF! | #REF! | #REF! | #REF! | #REF! | #REF! | #REF! | #REF! | #REF! | #REF! | #REF! | #REF! | #REF! | #REF! | #REF! | #REF! | #REF! | #REF! | #REF! | #REF! | #REF! | #REF! | #REF! | #REF! | #REF! | #REF! | #REF! | #REF! | #REF! | #REF! | #REF! | #REF!
Theoretical Wainwright Condensate Piping - Utilidor Installed (LF) |  | #REF! | #REF! | #REF! | #REF! | #REF! | #REF! | #REF! | #REF! | #REF! | #REF! | #REF! | #REF! | #REF! | #REF! | #REF! | #REF! | #REF! | #REF! | #REF! | #REF! | #REF! | #REF! | #REF! | #REF! | #REF! | #REF! | #REF! | #REF! | #REF! | #REF! | #REF! | #REF! | #REF! | #REF! | #REF! | #REF! | #REF! | #REF! | #REF! | #REF! | #REF! | #REF! | #REF! | #REF! | #REF! | #REF! | #REF! | #REF! | #REF! | #REF! | #REF! | #REF!
Theoretical Cumulative Wainwright Condensate Piping - Utilidor Installed (LF) |  | #REF! | #REF! | #REF! | #REF! | #REF! | #REF! | #REF! | #REF! | #REF! | #REF! | #REF! | #REF! | #REF! | #REF! | #REF! | #REF! | #REF! | #REF! | #REF! | #REF! | #REF! | #REF! | #REF! | #REF! | #REF! | #REF! | #REF! | #REF! | #REF! | #REF! | #REF! | #REF! | #REF! | #REF! | #REF! | #REF! | #REF! | #REF! | #REF! | #REF! | #REF! | #REF! | #REF! | #REF! | #REF! | #REF! | #REF! | #REF! | #REF! | #REF! | #REF! | #REF!
Theoretical Wainwright Condensate Piping - Utilidor Installed ($) |  | #REF! | #REF! | #REF! | #REF! | #REF! | #REF! | #REF! | #REF! | #REF! | #REF! | #REF! | #REF! | #REF! | #REF! | #REF! | #REF! | #REF! | #REF! | #REF! | #REF! | #REF! | #REF! | #REF! | #REF! | #REF! | #REF! | #REF! | #REF! | #REF! | #REF! | #REF! | #REF! | #REF! | #REF! | #REF! | #REF! | #REF! | #REF! | #REF! | #REF! | #REF! | #REF! | #REF! | #REF! | #REF! | #REF! | #REF! | #REF! | #REF! | #REF! | #REF! | #REF!
Proposed Wainwright Condensate Piping - Utilidor Installed (LF) |  | 0 | 0 | 0 | 0 | 4557 | 6668 | 4444 | 2671 | 3143 | 5435 | 2853 | 3754 | 3652 | 4652 | 5831 | 4568 | 6313 | 4119 | 4365 | 5113 | 3907 | 4004 | 5664 | 4182 | 4356 | 3942 | 5617 | 2296 | 2296 | 3392 | 3795 | 0 | 0 | 0 | 0 | 0 | 0 | 0 | 0 | 0 | 0 | 0 | 0 | 0 | 0 | 0 | 0 | 0 | 0 | 0 | 0 | 0
Proposed Cumulative Wainwright Condensate Piping - Utilidor Installed (LF) |  | 0 | 0 | 0 | 0 | 4557 | 11225 | 15669 | 18340 | 21483 | 26918 | 29771 | 33525 | 37177 | 41829 | 47660 | 52228 | 58541 | 62660 | 67025 | 72138 | 76045 | 80049 | 85713 | 89895 | 94251 | 98193 | 103810 | 106106 | 108402 | 111794 | 115589 | 115589 | 115589 | 115589 | 115589 | 115589 | 115589 | 115589 | 115589 | 115589 | 115589 | 115589 | 115589 | 115589 | 115589 | 115589 | 115589 | 115589 | 115589 | 115589 | 115589 | 115589 | #REF!
Proposed Wainwright Condensate Piping - Utilidor Installed ($) |  | #REF! | #REF! | #REF! | #REF! | #REF! | #REF! | #REF! | #REF! | #REF! | #REF! | #REF! | #REF! | #REF! | #REF! | #REF! | #REF! | #REF! | #REF! | #REF! | #REF! | #REF! | #REF! | #REF! | #REF! | #REF! | #REF! | #REF! | #REF! | #REF! | #REF! | #REF! | #REF! | #REF! | #REF! | #REF! | #REF! | #REF! | #REF! | #REF! | #REF! | #REF! | #REF! | #REF! | #REF! | #REF! | #REF! | #REF! | #REF! | #REF! | #REF! | #REF! | #REF!
Theoretical Wainwright Utilidor (LF) |  | #REF! | #REF! | #REF! | #REF! | #REF! | #REF! | #REF! | #REF! | #REF! | #REF! | #REF! | #REF! | #REF! | #REF! | #REF! | #REF! | #REF! | #REF! | #REF! | #REF! | #REF! | #REF! | #REF! | #REF! | #REF! | #REF! | #REF! | #REF! | #REF! | #REF! | #REF! | #REF! | #REF! | #REF! | #REF! | #REF! | #REF! | #REF! | #REF! | #REF! | #REF! | #REF! | #REF! | #REF! | #REF! | #REF! | #REF! | #REF! | #REF! | #REF! | #REF! | #REF!
Theoretical Cumulative Wainwright Utilidor (LF) |  | #REF! | #REF! | #REF! | #REF! | #REF! | #REF! | #REF! | #REF! | #REF! | #REF! | #REF! | #REF! | #REF! | #REF! | #REF! | #REF! | #REF! | #REF! | #REF! | #REF! | #REF! | #REF! | #REF! | #REF! | #REF! | #REF! | #REF! | #REF! | #REF! | #REF! | #REF! | #REF! | #REF! | #REF! | #REF! | #REF! | #REF! | #REF! | #REF! | #REF! | #REF! | #REF! | #REF! | #REF! | #REF! | #REF! | #REF! | #REF! | #REF! | #REF! | #REF! | #REF!
Theoretical Wainwright Utilidor ($) |  | #REF! | #REF! | #REF! | #REF! | #REF! | #REF! | #REF! | #REF! | #REF! | #REF! | #REF! | #REF! | #REF! | #REF! | #REF! | #REF! | #REF! | #REF! | #REF! | #REF! | #REF! | #REF! | #REF! | #REF! | #REF! | #REF! | #REF! | #REF! | #REF! | #REF! | #REF! | #REF! | #REF! | #REF! | #REF! | #REF! | #REF! | #REF! | #REF! | #REF! | #REF! | #REF! | #REF! | #REF! | #REF! | #REF! | #REF! | #REF! | #REF! | #REF! | #REF! | #REF!
Proposed Wainwright Utilidor (LF) |  | 0 | 0 | 0 | 0 | 1244 | 4686 | 4837 | 4399 | 4947 | 7408 | 3858 | 5992 | 4323 | 6881 | 7070 | 4626 | 6599 | 6309 | 4629 | 6668 | 4999 | 4078 | 1386 | 4924 | 573 | 4153 | 7162 | 3117.5 | 3117.5 | 4784 | 5337 | 0 | 0 | 0 | 0 | 0 | 0 | 0 | 0 | 0 | 0 | 0 | 0 | 0 | 0 | 0 | 0 | 0 | 0 | 0 | 0 | 0
Proposed Cumulative Wainwright Utilidor (LF) |  | 0 | 0 | 0 | 0 | 1244 | 5930 | 10767 | 15166 | 20113 | 27521 | 31379 | 37371 | 41694 | 48575 | 55645 | 60271 | 66870 | 73179 | 77808 | 84476 | 89475 | 93553 | 94939 | 99863 | 100436 | 104589 | 111751 | 114868.5 | 117986 | 122770 | 128107 | 128107 | 128107 | 128107 | 128107 | 128107 | 128107 | 128107 | 128107 | 128107 | 128107 | 128107 | 128107 | 128107 | 128107 | 128107 | 128107 | 128107 | 128107 | 128107 | 128107 | 128107
Proposed Wainwright Utilidor ($) | 0 | 0 | 0 | 0 | 0 | 0 | 0 | 0 | 0 | 0 | 0 | 0 | 0 | 0 | 0 | 0 | 0 | 0 | 0 | 0 | 0 | 0 | 0 | 0 | 0 | 0 | 0 | 0 | 0 | 0 | 0 | 0 | 0 | 0 | 0 | 0 | 0 | 0 | 0 | 0 | 0 | 0 | 0 | 0 | 0 | 0 | 0 | 0 | 0 | 0 | 0 | 0 | 0
Theoretical Wainwright Steam Piping - Direct-Buried (LF) |  | #REF! | #REF! | #REF! | #REF! | #REF! | #REF! | #REF! | #REF! | #REF! | #REF! | #REF! | #REF! | #REF! | #REF! | #REF! | #REF! | #REF! | #REF! | #REF! | #REF! | #REF! | #REF! | #REF! | #REF! | #REF! | #REF! | #REF! | #REF! | #REF! | #REF! | #REF! | #REF! | #REF! | #REF! | #REF! | #REF! | #REF! | #REF! | #REF! | #REF! | #REF! | #REF! | #REF! | #REF! | #REF! | #REF! | #REF! | #REF! | #REF! | #REF! | #REF! | #REF!
Theoretical Cumulative Wainwright Steam Piping - Direct-Buried (LF) |  | #REF! | #REF! | #REF! | #REF! | #REF! | #REF! | #REF! | #REF! | #REF! | #REF! | #REF! | #REF! | #REF! | #REF! | #REF! | #REF! | #REF! | #REF! | #REF! | #REF! | #REF! | #REF! | #REF! | #REF! | #REF! | #REF! | #REF! | #REF! | #REF! | #REF! | #REF! | #REF! | #REF! | #REF! | #REF! | #REF! | #REF! | #REF! | #REF! | #REF! | #REF! | #REF! | #REF! | #REF! | #REF! | #REF! | #REF! | #REF! | #REF! | #REF! | #REF! | #REF!
Theoretical Wainwright Steam Piping - Direct-Buried ($) |  | #REF! | #REF! | #REF! | #REF! | #REF! | #REF! | #REF! | #REF! | #REF! | #REF! | #REF! | #REF! | #REF! | #REF! | #REF! | #REF! | #REF! | #REF! | #REF! | #REF! | #REF! | #REF! | #REF! | #REF! | #REF! | #REF! | #REF! | #REF! | #REF! | #REF! | #REF! | #REF! | #REF! | #REF! | #REF! | #REF! | #REF! | #REF! | #REF! | #REF! | #REF! | #REF! | #REF! | #REF! | #REF! | #REF! | #REF! | #REF! | #REF! | #REF! | #REF! | #REF!
Proposed Wainwright Steam Piping - Direct-Buried (LF) |  | 0 | 0 | 0 | 0 | 0 | 0 | 0 | 0 | 0 | 0 | 0 | 0 | 0 | 0 | 0 | 0 | 0 | 0 | 0 | 0 | 0 | 0 | 0 | 0 | 0 | 0 | 0 | 0 | 0 | 0 | 0 | 0 | 856 | 173 | 686 | 0 | 0 | 0 | 0 | 0 | 3070 | 1021 | 0 | 1809 | 0 | 0 | 0 | 0 | 0 | 402 | 1212 | 0
Proposed Cumulative Wainwright Steam Piping - Direct-Buried (LF) |  | 0 | 0 | 0 | 0 | 0 | 0 | 0 | 0 | 0 | 0 | 0 | 0 | 0 | 0 | 0 | 0 | 0 | 0 | 0 | 0 | 0 | 0 | 0 | 0 | 0 | 0 | 0 | 0 | 0 | 0 | 0 | 0 | 856 | 1029 | 1715 | 1715 | 1715 | 1715 | 1715 | 1715 | 4785 | 5806 | 5806 | 7615 | 7615 | 7615 | 7615 | 7615 | 7615 | 8017 | 9229 | 9229 | #REF!
Proposed Wainwright Steam Piping - Direct-Buried ($) |  | #REF! | #REF! | #REF! | #REF! | #REF! | #REF! | #REF! | #REF! | #REF! | #REF! | #REF! | #REF! | #REF! | #REF! | #REF! | #REF! | #REF! | #REF! | #REF! | #REF! | #REF! | #REF! | #REF! | #REF! | #REF! | #REF! | #REF! | #REF! | #REF! | #REF! | #REF! | #REF! | #REF! | #REF! | #REF! | #REF! | #REF! | #REF! | #REF! | #REF! | #REF! | #REF! | #REF! | #REF! | #REF! | #REF! | #REF! | #REF! | #REF! | #REF! | #REF! | #REF!
Theoretical Wainwright Condensate Piping - Direct-Buried (LF) |  | #REF! | #REF! | #REF! | #REF! | #REF! | #REF! | #REF! | #REF! | #REF! | #REF! | #REF! | #REF! | #REF! | #REF! | #REF! | #REF! | #REF! | #REF! | #REF! | #REF! | #REF! | #REF! | #REF! | #REF! | #REF! | #REF! | #REF! | #REF! | #REF! | #REF! | #REF! | #REF! | #REF! | #REF! | #REF! | #REF! | #REF! | #REF! | #REF! | #REF! | #REF! | #REF! | #REF! | #REF! | #REF! | #REF! | #REF! | #REF! | #REF! | #REF! | #REF! | #REF!
Theoretical Cumulative Wainwright Condensate Piping - Direct-Buried (LF) |  | #REF! | #REF! | #REF! | #REF! | #REF! | #REF! | #REF! | #REF! | #REF! | #REF! | #REF! | #REF! | #REF! | #REF! | #REF! | #REF! | #REF! | #REF! | #REF! | #REF! | #REF! | #REF! | #REF! | #REF! | #REF! | #REF! | #REF! | #REF! | #REF! | #REF! | #REF! | #REF! | #REF! | #REF! | #REF! | #REF! | #REF! | #REF! | #REF! | #REF! | #REF! | #REF! | #REF! | #REF! | #REF! | #REF! | #REF! | #REF! | #REF! | #REF! | #REF! | #REF!
Theoretical Wainwright Condensate Piping - Direct-Buried ($) |  | #REF! | #REF! | #REF! | #REF! | #REF! | #REF! | #REF! | #REF! | #REF! | #REF! | #REF! | #REF! | #REF! | #REF! | #REF! | #REF! | #REF! | #REF! | #REF! | #REF! | #REF! | #REF! | #REF! | #REF! | #REF! | #REF! | #REF! | #REF! | #REF! | #REF! | #REF! | #REF! | #REF! | #REF! | #REF! | #REF! | #REF! | #REF! | #REF! | #REF! | #REF! | #REF! | #REF! | #REF! | #REF! | #REF! | #REF! | #REF! | #REF! | #REF! | #REF! | #REF!
Proposed Wainwright Condensate Piping - Direct-Buried (LF) |  | 0 | 0 | 0 | 0 | 0 | 0 | 0 | 0 | 0 | 0 | 0 | 0 | 0 | 0 | 0 | 0 | 0 | 0 | 0 | 0 | 0 | 0 | 0 | 0 | 0 | 0 | 0 | 0 | 0 | 0 | 0 | 0 | 0 | 0 | 0 | 5515 | 0 | 0 | 0 | 0 | 0 | 0 | 140 | 0 | 4014 | 0 | 0 | 0 | 0 | 0 | 106 | 0
Proposed Cumulative Wainwright Condensate Piping - Direct-Buried (LF) |  | 0 | 0 | 0 | 0 | 0 | 0 | 0 | 0 | 0 | 0 | 0 | 0 | 0 | 0 | 0 | 0 | 0 | 0 | 0 | 0 | 0 | 0 | 0 | 0 | 0 | 0 | 0 | 0 | 0 | 0 | 0 | 0 | 0 | 0 | 0 | 5515 | 5515 | 5515 | 5515 | 5515 | 5515 | 5515 | 5655 | 5655 | 9669 | 9669 | 9669 | 9669 | 9669 | 9669 | 9775 | 9775 | #REF!
Proposed Wainwright Condensate Piping - Direct-Buried ($) |  | #REF! | #REF! | #REF! | #REF! | #REF! | #REF! | #REF! | #REF! | #REF! | #REF! | #REF! | #REF! | #REF! | #REF! | #REF! | #REF! | #REF! | #REF! | #REF! | #REF! | #REF! | #REF! | #REF! | #REF! | #REF! | #REF! | #REF! | #REF! | #REF! | #REF! | #REF! | #REF! | #REF! | #REF! | #REF! | #REF! | #REF! | #REF! | #REF! | #REF! | #REF! | #REF! | #REF! | #REF! | #REF! | #REF! | #REF! | #REF! | #REF! | #REF! | #REF! | #REF!
Theoretical Wainwright CHPP and Heat Distribution Piping/Utilidor Total |  | #REF! | #REF! | #REF! | #REF! | #REF! | #REF! | #REF! | #REF! | #REF! | #REF! | #REF! | #REF! | #REF! | #REF! | #REF! | #REF! | #REF! | #REF! | #REF! | #REF! | #REF! | #REF! | #REF! | #REF! | #REF! | #REF! | #REF! | #REF! | #REF! | #REF! | #REF! | #REF! | #REF! | #REF! | #REF! | #REF! | #REF! | #REF! | #REF! | #REF! | #REF! | #REF! | #REF! | #REF! | #REF! | #REF! | #REF! | #REF! | #REF! | #REF! | #REF! | #REF!
Proposed Wainwright CHPP and Heat Distribution Piping/Utilidor Total |  | #REF! | #REF! | #REF! | #REF! | #REF! | #REF! | #REF! | #REF! | #REF! | #REF! | #REF! | #REF! | #REF! | #REF! | #REF! | #REF! | #REF! | #REF! | #REF! | #REF! | #REF! | #REF! | #REF! | #REF! | #REF! | #REF! | #REF! | #REF! | #REF! | #REF! | #REF! | #REF! | #REF! | #REF! | #REF! | #REF! | #REF! | #REF! | #REF! | #REF! | #REF! | #REF! | #REF! | #REF! | #REF! | #REF! | #REF! | #REF! | #REF! | #REF! | #REF! | #REF!
Fort Wainwright Potable Water Distribution System
Year |  | Before 2008 | 2008 | 2009 | 2010 | 2011 | 2012 | 2013 | 2014 | 2015 | 2016 | 2017 | 2018 | 2019 | 2020 | 2021 | 2022 | 2023 | 2024 | 2025 | 2026 | 2027 | 2028 | 2029 | 2030 | 2031 | 2032 | 2033 | 2034 | 2035 | 2036 | 2037 | 2038 | 2039 | 2040 | 2041 | 2042 | 2043 | 2044 | 2045 | 2046 | 2047 | 2048 | 2049 | 2050 | 2051 | 2052 | 2053 | 2054 | 2055 | 2056 | 2057 | 2058
Theoretical Wainwright Water Piping - Utilidor Installed (LF) |  | 0 | 0 | 0 | 0 | 0 | 0 | 0 | 0 | 0 | 0 | 0 | 0 | 0 | 0 | 0 | 0 | 760 | 266 | 19939 | 0 | 0 | 12562 | 0 | 0 | 4999 | 71391 | 0 | 26415 | 0 | 0 | 0 | 0 | 0 | 0 | 0 | 14006 | 0 | 0 | 0 | 735 | 0 | 0 | 2564 | 0 | 0 | 0 | 7082 | 0 | 0 | 0 | 0 | 0
Theoretical Cumulative Wainwright Water Piping - Utilidor Installed (LF) |  | 0 | 0 | 0 | 0 | 0 | 0 | 0 | 0 | 0 | 0 | 0 | 0 | 0 | 0 | 0 | 0 | 760 | 1026 | 20965 | 20965 | 20965 | 33527 | 33527 | 33527 | 38526 | 109917 | 109917 | 136332 | 136332 | 136332 | 136332 | 136332 | 136332 | 136332 | 136332 | 150338 | 150338 | 150338 | 150338 | 151073 | 151073 | 151073 | 153637 | 153637 | 153637 | 153637 | 160719 | 160719 | 160719 | 160719 | 160719 | 160719
Theoretical Wainwright Water Piping - Utilidor Installed ($) |  | 0 | 0 | 0 | 0 | 0 | 0 | 0 | 0 | 0 | 0 | 0 | 0 | 0 | 0 | 0 | 0 | 108680 | 19950 | 3947922 | 0 | 0 | 1951211 | 0 | 0 | 600954 | 13279690 | 0 | 4807530 | 0 | 0 | 0 | 0 | 0 | 0 | 0 | 2885236 | 0 | 0 | 0 | 180075 | 0 | 0 | 610232 | 0 | 0 | 0 | 1572204 | 0 | 0 | 0 | 0 | 0
Proposed Wainwright Water Piping - Utilidor Installed (LF) |  | 0 | 0 | 0 | 0 | 4965 | 7302.5 | 4714.5 | 4057 | 3931 | 5436 | 2454 | 5441 | 3681 | 5657 | 6383 | 4876 | 6329 | 4989 | 4929 | 6479 | 4980 | 6290 | 8075 | 5233 | 4807 | 4705 | 6344 | 2763 | 2763 | 4021 | 5337 | 0 | 0 | 0 | 0 | 0 | 0 | 0 | 0 | 0 | 0 | 0 | 0 | 0 | 0 | 0 | 0 | 0 | 0 | 0 | 0 | 0
Proposed Cumulative Wainwright Water Piping - Utilidor Installed (LF) |  | 0 | 0 | 0 | 0 | 4965 | 12267.5 | 16982 | 21039 | 24970 | 30406 | 32860 | 38301 | 41982 | 47639 | 54022 | 58898 | 65227 | 70216 | 75145 | 81624 | 86604 | 92894 | 100969 | 106202 | 111009 | 115714 | 122058 | 124821 | 127584 | 131605 | 136942 | 136942 | 136942 | 136942 | 136942 | 136942 | 136942 | 136942 | 136942 | 136942 | 136942 | 136942 | 136942 | 136942 | 136942 | 136942 | 136942 | 136942 | 136942 | 136942 | 136942 | 136942 | 23777
Proposed Wainwright Water Piping - Utilidor Installed ($) |  | 0 | 0 | 0 | 0 | 925650.9253 | 1361443.2793 | 878948.8997 | 756367.7349 | 732876.8957 | 1013461.9194 | 457512.0585 | 1014394.0956 | 686268.0878 | 1054664.1056 | 1190016.0838 | 909058.1897 | 1179948.5813 | 930125.3708 | 918939.2569 | 1207913.866 | 928447.4538 | 1172677.6073 | 1505464.4958 | 975615.5674 | 896194.1587 | 877177.765 | 1182745.1098 | 515120.5451 | 515120.5451 | 749656.0666 | 995004.8315 | 0 | 0 | 0 | 0 | 0 | 0 | 0 | 0 | 0 | 0 | 0 | 0 | 0 | 0 | 0 | 0 | 0 | 0 | 0 | 0 | 0
Theoretical Wainwright Water Piping - Direct-Buried (LF) |  | 0 | 0 | 0 | 0 | 0 | 0 | 0 | 0 | 0 | 0 | 0 | 0 | 0 | 0 | 0 | 0 | 0 | 0 | 0 | 0 | 0 | 0 | 0 | 0 | 0 | 0 | 0 | 0 | 0 | 0 | 0 | 334 | 0 | 0 | 0 | 0 | 0 | 0 | 0 | 0 | 9838 | 0 | 0 | 1138 | 0 | 0 | 0 | 0 | 0 | 0 | 15619 | 3140
Theoretical Cumulative Wainwright Water Piping - Direct-Buried (LF) |  | 0 | 0 | 0 | 0 | 0 | 0 | 0 | 0 | 0 | 0 | 0 | 0 | 0 | 0 | 0 | 0 | 0 | 0 | 0 | 0 | 0 | 0 | 0 | 0 | 0 | 0 | 0 | 0 | 0 | 0 | 0 | 334 | 334 | 334 | 334 | 334 | 334 | 334 | 334 | 334 | 10172 | 10172 | 10172 | 11310 | 11310 | 11310 | 11310 | 11310 | 11310 | 11310 | 26929 | 30069
Theoretical Wainwright Water Piping - Direct-Buried ($) |  | 0 | 0 | 0 | 0 | 0 | 0 | 0 | 0 | 0 | 0 | 0 | 0 | 0 | 0 | 0 | 0 | 0 | 0 | 0 | 0 | 0 | 0 | 0 | 0 | 0 | 0 | 0 | 0 | 0 | 0 | 0 | 46760 | 0 | 0 | 0 | 0 | 0 | 0 | 0 | 0 | 3541680 | 0 | 0 | 85350 | 0 | 0 | 0 | 0 | 0 | 0 | 3178840 | 423900
Proposed Wainwright Water Piping - Direct-Buried (LF) |  | 0 | 0 | 0 | 0 | 0 | 0 | 0 | 0 | 0 | 0 | 0 | 0 | 0 | 0 | 0 | 0 | 0 | 0 | 0 | 0 | 0 | 0 | 0 | 0 | 0 | 0 | 0 | 0 | 0 | 0 | 0 | 0 | 0 | 0 | 0 | 0 | 0 | 0 | 0 | 1131 | 1131 | 1131 | 1131 | 1131 | 1131 | 1131 | 1131 | 1131 | 1131 | 4416 | 4416 | 4416
Proposed Cumulative Wainwright Water Piping - Direct-Buried (LF) |  | 0 | 0 | 0 | 0 | 0 | 0 | 0 | 0 | 0 | 0 | 0 | 0 | 0 | 0 | 0 | 0 | 0 | 0 | 0 | 0 | 0 | 0 | 0 | 0 | 0 | 0 | 0 | 0 | 0 | 0 | 0 | 0 | 0 | 0 | 0 | 0 | 0 | 0 | 0 | 1131 | 2262 | 3393 | 4524 | 5655 | 6786 | 7917 | 9048 | 10179 | 11310 | 15726 | 20142 | 24558 | 5511
Proposed Wainwright Water Piping - Direct-Buried ($) |  | 0 | 0 | 0 | 0 | 0 | 0 | 0 | 0 | 0 | 0 | 0 | 0 | 0 | 0 | 0 | 0 | 0 | 0 | 0 | 0 | 0 | 0 | 0 | 0 | 0 | 0 | 0 | 0 | 0 | 0 | 0 | 0 | 0 | 0 | 0 | 0 | 0 | 0 | 0 | 273695.6809 | 273695.6809 | 273695.6809 | 273695.6809 | 273695.6809 | 273695.6809 | 273695.6809 | 273695.6809 | 273695.6809 | 273695.6809 | 1068647.3271 | 1068647.3271 | 1068647.3271
Theoretical Wainwright Potable Water Distribution Piping Total |  | 0 | 0 | 0 | 0 | 0 | 0 | 0 | 0 | 0 | 0 | 0 | 0 | 0 | 0 | 0 | 0 | 108680 | 19950 | 3947922 | 0 | 0 | 1951211 | 0 | 0 | 600954 | 13279690 | 0 | 4807530 | 0 | 0 | 0 | 46760 | 0 | 0 | 0 | 2885236 | 0 | 0 | 0 | 180075 | 3541680 | 0 | 610232 | 85350 | 0 | 0 | 1572204 | 0 | 0 | 0 | 3178840 | 423900
Proposed Wainwright Potable Water Distribution Piping Total |  | 0 | 0 | 0 | 0 | 925650.9253 | 1361443.2793 | 878948.8997 | 756367.7349 | 732876.8957 | 1013461.9194 | 457512.0585 | 1014394.0956 | 686268.0878 | 1054664.1056 | 1190016.0838 | 909058.1897 | 1179948.5813 | 930125.3708 | 918939.2569 | 1207913.866 | 928447.4538 | 1172677.6073 | 1505464.4958 | 975615.5674 | 896194.1587 | 877177.765 | 1182745.1098 | 515120.5451 | 515120.5451 | 749656.0666 | 995004.8315 | 0 | 0 | 0 | 0 | 0 | 0 | 0 | 0 | 273695.6809 | 273695.6809 | 273695.6809 | 273695.6809 | 273695.6809 | 273695.6809 | 273695.6809 | 273695.6809 | 273695.6809 | 273695.6809 | 1068647.3271 | 1068647.3271 | 1068647.3271
Fort Wainwright Wastewater Collection System
Year |  | Before 2008 | 2008 | 2009 | 2010 | 2011 | 2012 | 2013 | 2014 | 2015 | 2016 | 2017 | 2018 | 2019 | 2020 | 2021 | 2022 | 2023 | 2024 | 2025 | 2026 | 2027 | 2028 | 2029 | 2030 | 2031 | 2032 | 2033 | 2034 | 2035 | 2036 | 2037 | 2038 | 2039 | 2040 | 2041 | 2042 | 2043 | 2044 | 2045 | 2046 | 2047 | 2048 | 2049 | 2050 | 2051 | 2052 | 2053 | 2054 | 2055 | 2056 | 2057 | 2058
Theoretical Wainwright Wastewater Piping - Utilidor Installed (LF) |  | 0 | 0 | 0 | 0 | 0 | 0 | 0 | 0 | 0 | 0 | 0 | 0 | 0 | 6893 | 2073 | 0 | 0 | 0 | 0 | 0 | 0 | 2252 | 0 | 0 | 0 | 0 | 25365 | 965 | 0 | 0 | 0 | 0 | 0 | 0 | 0 | 0 | 0 | 0 | 46429 | 0 | 0 | 0 | 4547 | 0 | 0 | 0 | 0 | 0 | 1180 | 0 | 0 | 19
Theoretical Cumulative Wainwright Wastewater Piping - Utilidor Installed (LF) |  | 0 | 0 | 0 | 0 | 0 | 0 | 0 | 0 | 0 | 0 | 0 | 0 | 0 | 6893 | 8966 | 8966 | 8966 | 8966 | 8966 | 8966 | 8966 | 11218 | 11218 | 11218 | 11218 | 11218 | 36583 | 37548 | 37548 | 37548 | 37548 | 37548 | 37548 | 37548 | 37548 | 37548 | 37548 | 37548 | 83977 | 83977 | 83977 | 83977 | 88524 | 88524 | 88524 | 88524 | 88524 | 88524 | 89704 | 89704 | 89704 | 89723
Theoretical Wainwright Wastewater Piping - Utilidor Installed ($) |  | 0 | 0 | 0 | 0 | 0 | 0 | 0 | 0 | 0 | 0 | 0 | 0 | 0 | 1417438 | 597017 | 0 | 0 | 0 | 0 | 0 | 0 | 427880 | 0 | 0 | 0 | 0 | 4733358 | 214230 | 0 | 0 | 0 | 0 | 0 | 0 | 0 | 0 | 0 | 0 | 8834710 | 0 | 0 | 0 | 791178 | 0 | 0 | 0 | 0 | 0 | 280840 | 0 | 0 | 2717
Proposed Wainwright Wastewater Piping - Utilidor Installed (LF) |  | 0 | 3000 | 0 | 0 | 3949 | 4507.5 | 4113.5 | 2973 | 2834 | 3895 | 2095 | 3842 | 3690 | 3765 | 6242 | 4274 | 4819 | 4353 | 2015 | 5378 | 1390 | 2200 | 2748 | 3036 | 3350 | 2925 | 4975 | 2052 | 2052 | 2819 | 3271 | 0 | 0 | 0 | 0 | 0 | 0 | 0 | 0 | 0 | 0 | 0 | 0 | 0 | 0 | 0 | 0 | 0 | 0 | 0 | 0 | 0
Proposed Cumulative Wainwright Wastewater Piping - Utilidor Installed (LF) |  | 0 | 3000 | 3000 | 3000 | 6949 | 11456.5 | 15570 | 18543 | 21377 | 25272 | 27367 | 31209 | 34899 | 38664 | 44906 | 49180 | 53999 | 58352 | 60367 | 65745 | 67135 | 69335 | 72083 | 75119 | 78469 | 81394 | 86369 | 88421 | 90473 | 93292 | 96563 | 96563 | 96563 | 96563 | 96563 | 96563 | 96563 | 96563 | 96563 | 96563 | 96563 | 96563 | 96563 | 96563 | 96563 | 96563 | 96563 | 96563 | 96563 | 96563 | 96563 | 96563 | -6840
Proposed Wainwright Wastewater Piping - Utilidor Installed ($) |  | 0 | 578425.8663 | 0 | 0 | 761401.2486 | 869084.8641 | 793118.267 | 573220.0335 | 546419.635 | 750989.5831 | 403934.0633 | 740770.7261 | 711463.8155 | 725924.4622 | 1203511.4191 | 824064.0508 | 929144.7499 | 839295.932 | 388509.3735 | 1036924.7696 | 268003.9847 | 424178.9686 | 529838.0935 | 585366.9767 | 645908.884 | 563965.2196 | 959222.8949 | 395643.2925 | 395643.2925 | 543527.5057 | 630677.0029 | 0 | 0 | 0 | 0 | 0 | 0 | 0 | 0 | 0 | 0 | 0 | 0 | 0 | 0 | 0 | 0 | 0 | 0 | 0 | 0 | 0
Theoretical Wainwright Wastewater Piping - Direct-Buried (LF) |  | 0 | 0 | 0 | 0 | 0 | 0 | 0 | 0 | 0 | 0 | 0 | 0 | 0 | 0 | 0 | 4419 | 0 | 0 | 4041 | 0 | 0 | 0 | 0 | 0 | 0 | 0 | 0 | 0 | 1519 | 0 | 0 | 2387 | 0 | 0 | 2232 | 0 | 0 | 0 | 7074 | 962 | 8434 | 6784 | 0 | 0 | 0 | 0 | 0 | 0 | 0 | 0 | 0 | 0
Theoretical Cumulative Wainwright Wastewater Piping - Direct-Buried (LF) |  | 0 | 0 | 0 | 0 | 0 | 0 | 0 | 0 | 0 | 0 | 0 | 0 | 0 | 0 | 0 | 4419 | 4419 | 4419 | 8460 | 8460 | 8460 | 8460 | 8460 | 8460 | 8460 | 8460 | 8460 | 8460 | 9979 | 9979 | 9979 | 12366 | 12366 | 12366 | 14598 | 14598 | 14598 | 14598 | 21672 | 22634 | 31068 | 37852 | 37852 | 37852 | 37852 | 37852 | 37852 | 37852 | 37852 | 37852 | 37852 | 37852
Theoretical Wainwright Wastewater Piping - Direct-Buried ($) |  | 0 | 0 | 0 | 0 | 0 | 0 | 0 | 0 | 0 | 0 | 0 | 0 | 0 | 0 | 0 | 1515755 | 0 | 0 | 1414350 | 0 | 0 | 0 | 0 | 0 | 0 | 0 | 0 | 0 | 197470 | 0 | 0 | 322245 | 0 | 0 | 312480 | 0 | 0 | 0 | 1909980 | 144300 | 1224680 | 2204800 | 0 | 0 | 0 | 0 | 0 | 0 | 0 | 0 | 0 | 0
Proposed Wainwright Wastewater Piping - Direct-Buried (LF) |  | 0 | 11013 | 0 | 0 | 0 | 0 | 0 | 0 | 0 | 0 | 0 | 0 | 0 | 0 | 0 | 0 | 0 | 0 | 0 | 0 | 0 | 0 | 0 | 0 | 0 | 0 | 0 | 0 | 0 | 0 | 0 | 0 | 0 | 0 | 0 | 0 |  | 2684 | 2684 | 2684 | 2684 | 2684 | 2684 | 2684 | 2684 | 2684 | 2683 | 0 | 0 | 0 | 0 | 0
Proposed Cumulative Wainwright Wastewater Piping - Direct-Buried (LF) |  | 0 | 11013 | 11013 | 11013 | 11013 | 11013 | 11013 | 11013 | 11013 | 11013 | 11013 | 11013 | 11013 | 11013 | 11013 | 11013 | 11013 | 11013 | 11013 | 11013 | 11013 | 11013 | 11013 | 11013 | 11013 | 11013 | 11013 | 11013 | 11013 | 11013 | 11013 | 11013 | 11013 | 11013 | 11013 | 11013 | 11013 | 13697 | 16381 | 19065 | 21749 | 24433 | 27117 | 29801 | 32485 | 35169 | 37852 | 37852 | 37852 | 37852 | 37852 | 37852 | 0
Proposed Wainwright Wastewater Piping - Direct-Buried ($) |  | 0 | 2690131.5328 | 0 | 0 | 0 | 0 | 0 | 0 | 0 | 0 | 0 | 0 | 0 | 0 | 0 | 0 | 0 | 0 | 0 | 0 | 0 | 0 | 0 | 0 | 0 | 0 | 0 | 0 | 0 | 0 | 0 | 0 | 0 | 0 | 0 | 0 | 0 | 655617.2736 | 655617.2736 | 655617.2736 | 655617.2736 | 655617.2736 | 655617.2736 | 655617.2736 | 655617.2736 | 655617.2736 | 655373.0049 | 0 | 0 | 0 | 0 | 0
Theoretical Wainwright Wastewater Collection Piping Total |  | 0 | 0 | 0 | 0 | 0 | 0 | 0 | 0 | 0 | 0 | 0 | 0 | 0 | 1417438 | 597017 | 1515755 | 0 | 0 | 1414350 | 0 | 0 | 427880 | 0 | 0 | 0 | 0 | 4733358 | 214230 | 197470 | 0 | 0 | 322245 | 0 | 0 | 312480 | 0 | 0 | 0 | 10744690 | 144300 | 1224680 | 2204800 | 791178 | 0 | 0 | 0 | 0 | 0 | 280840 | 0 | 0 | 2717
Proposed Wainwright Wastewater Collection Piping Total |  | 0 | 3268557.3991 | 0 | 0 | 761401.2486 | 869084.8641 | 793118.267 | 573220.0335 | 546419.635 | 750989.5831 | 403934.0633 | 740770.7261 | 711463.8155 | 725924.4622 | 1203511.4191 | 824064.0508 | 929144.7499 | 839295.932 | 388509.3735 | 1036924.7696 | 268003.9847 | 424178.9686 | 529838.0935 | 585366.9767 | 645908.884 | 563965.2196 | 959222.8949 | 395643.2925 | 395643.2925 | 543527.5057 | 630677.0029 | 0 | 0 | 0 | 0 | 0 | 0 | 655617.2736 | 655617.2736 | 655617.2736 | 655617.2736 | 655617.2736 | 655617.2736 | 655617.2736 | 655617.2736 | 655617.2736 | 655373.0049 | 0 | 0 | 0 | 0 | 0
Theoretical Fort Wainwright Piping And Utilidor Total |  | #REF! | #REF! | #REF! | #REF! | #REF! | #REF! | #REF! | #REF! | #REF! | #REF! | #REF! | #REF! | #REF! | #REF! | #REF! | #REF! | #REF! | #REF! | #REF! | #REF! | #REF! | #REF! | #REF! | #REF! | #REF! | #REF! | #REF! | #REF! | #REF! | #REF! | #REF! | #REF! | #REF! | #REF! | #REF! | #REF! | #REF! | #REF! | #REF! | #REF! | #REF! | #REF! | #REF! | #REF! | #REF! | #REF! | #REF! | #REF! | #REF! | #REF! | #REF! | #REF!
Proposed Fort Wainwright Piping And Utilidor Total |  | #REF! | #REF! | #REF! | #REF! | #REF! | #REF! | #REF! | #REF! | #REF! | #REF! | #REF! | #REF! | #REF! | #REF! | #REF! | #REF! | #REF! | #REF! | #REF! | #REF! | #REF! | #REF! | #REF! | #REF! | #REF! | #REF! | #REF! | #REF! | #REF! | #REF! | #REF! | #REF! | #REF! | #REF! | #REF! | #REF! | #REF! | #REF! | #REF! | #REF! | #REF! | #REF! | #REF! | #REF! | #REF! | #REF! | #REF! | #REF! | #REF! | #REF! | #REF! | #REF! | #REF!
|  |  | 3286.5 | 4770.5 | 4303.5 | 2466.5 | 5009.25 | 4278.75 | 3439 | 3720.5 | 4834 | 2648.25 | 4562.5 | 3965.25 | 4648.5 | 6090.75 | 3923 | 5943.5 | 4395 | 3918.5 | 5520.75 | 3546 | 4124.5 | 5957.75 | 4158.25 | 4217.25 | 3878.5 | 5808.5 | 2389.375 | 2389.375 | 3406 | 4049.5 | 629.5 | 481.5 | 1468.375 | 612 | 2059.5 | 322.25 | 0 | 0 | 709.75 | 2188.75 | 974.75 | 225 | 521 | 1003.5 | 40.25 | 0 | 0 | 678.75 | 342 | 3771.5
numbers manually cross-checked against Utilidor Section Plan, July 19, 2005
per John Shaw
Note on D12: John Shaw: 20,000 LF of steam pipe reinsulation only at NORTH POST, including 7500 LF of Steam pipe being replaced directly per Utiliodr Plan
Note on BB13: John Shaw: include 10,000 LF of pipe that was reinsulated at North post and subsequently replaced
Note on BC13: J Shaw: 2,52 LF less steam pipe replaced than theoretical, assumed to have already been rehab'd and not needed to be replaced
Note on C15: John N Shaw: due to change in Design Life assumption to 40 years, accelerated Uiliodor programme from 2005 proposal
Note on BB19: John Shaw: excludes 11,000 LF of piping that has already been replaced
Note on BC19: J Shaw: 11,564 LF less condensant pipe required replacement than theoretical, assumed to have aready been replaced
Note on D24: John Shaw: 10% of covers lifted as part of Galvanized pipe replacement deficiency in H-section. Balance of galvanized pipe can be done without lifting covers
Note on E24: J Shaw: no cover lift assumed. North post Steam replacement only in LARGE utilidors than can be acessed without cover removal
Note on F24: J Shaw: no cover lift assumed. North post Steam replacement only in LARGE utilidors than can be acessed without cover removal
Note on B26: John N Shaw: need updated cost for Utilidor access cost if capitalize these costs
Note on BB37: John Shaw: 24,000 LF of DB condensant pipe has useful life after concession period as per detail utilidor inventory analysis
Note on BB48: John Shaw: 28,000LF ofwater pipe already repleaced or with useful life past concession period
Note on BB54: John Shaw: 2600LF of direct burywater pipe has design life longer than concession period as per detailed utilidorinventory analysis
Note on D64: John Shaw: Galvanized Sewer Pipe deficiency - 3.000LF of 8" pipe in older housing section (assumed H sections housing) needs to be replaced due to leaks) assumed to be in Utilidors due to utility practise.
Note on BB65: John Shaw: 4,000 LF of sewer pipe over replaced as per utilidor plan
Note on D70: John N Shaw: West North Post WWCU2- 7500 LF Neely Road WWCU3 - 3513 LF
Note on BB71: John Shaw: 12,000 Lfof DB sewer pipe has useful life past concession period as per detailed utilidor inventory
Note on BC77: John Shaw: 83,800 LF (net) of pipe that has either already been replaced or has useful life beyond concesion period as per detailed utilidor inventory analysis

## FWA Utilidor RCN (hidden)
Utilidor Construction Costs RCN before contractor mark-ups
- based on current Doyon Properties construction costs per T. Wallis 07.04.04.
| Utilidors Dimension @ FWA | [6 empty] | Cost to Construct today (RCN) per LF
[5 empty] | Cross Sectional Area (ft) | $$$ per sq. ft. of Sectional Area | $$$ per Linear Foot | $$ per Linear Foot, based upon square foot area & Percentage adjustment | $$ per Linear Foot, based upon actual Area percentage | Construction Cost Range | Percentage
Group A | 18 | x | 18 | 1950 | 2.25 | 12 | 27 | 27 |  | 200 | 80%
| 18 | x | 24 | 1950 | 3 | 12 | 36 | 36 |  | 200
| 18 | x | 30 | 1950 | 3.75 | 12 | 45 | 45 |  | 200
| 20 | x | 20 | 1950 | 2.7778 | 12 | 33.3333 | 33.3333 |  | 200
| 20 | x | 24 | 1950 | 3.3333 | 12 | 40 | 40 |  | 200
| 24 | x | 16 | 1950 | 2.6667 | 12 | 32 | 32 |  | 200
| 24 | x | 18 | 1950 | 3 | 12 | 36 | 36 |  | 200
| 24 | x | 20 | 1950 | 3.3333 | 12 | 40 | 40 |  | 200
| 24 | x | 21 | 1950 | 3.5 | 12 | 42 | 42 |  | 200
| 24 | x | 24 | 1950 | 4 | 13.275 | 53.1 | 53.1 |  | 200 | 88.5%
| 24 | x | 26 | 1950 | 4.3333 | 13.275 | 57.525 | 57.525 |  | 200
| 24 | x | 30 | 1950 | 5 | 13.275 | 66.375 | 66.375 |  | 200
| 24 | x | 48 | 1950 | 8 | 13.275 | 106.2 | 106.2 |  | 200
| 28 | x | 24 | 1950 | 4.6667 | 13.275 | 61.95 | 61.95 |  | 200
| 28 | x | 33 | 1950 | 6.4167 | 13.275 | 85.1813 | 85.1813 |  | 200
| 30 | x | 18 | 1950 | 3.75 | 13.275 | 49.7812 | 49.7812 |  | 200
| 30 | x | 24 | 1950 | 5 | 13.275 | 66.375 | 66.375 |  | 200
| 30 | x | 30 | 1950 | 6.25 | 13.275 | 82.9688 | 82.9688 |  | 200
| 30 | x | 36 | 1950 | 7.5 | 13.275 | 99.5625 | 99.5625 |  | 200
| 30 | x | 42 | 1950 | 8.75 | 13.275 | 116.1562 | 116.1562 |  | 200
| 32 | x | 46 | 1950 | 10.2222 | 13.275 | 135.7 | 135.7 |  | 200
| 33 | x | 36 | 1950 | 8.25 | 13.275 | 109.5187 | 109.5187 |  | 200
| 33 | x | 48 | 1950 | 11 | 13.275 | 146.025 | 146.025 |  | 200
| 36 | x | 24 | 1950 | 6 | 13.275 | 79.65 | 79.65 |  | 200
| 36 | x | 25 | 1950 | 6.25 | 13.275 | 82.9688 | 82.9688 |  | 200
| 36 | x | 30 | 1950 | 7.5 | 13.275 | 99.5625 | 99.5625 |  | 200
| 36 | x | 32 | 1950 | 8 | 13.275 | 106.2 | 106.2 |  | 200
| 36 | x | 33 | 1950 | 8.25 | 13.275 | 109.5187 | 109.5187 |  | 200
| 36 | x | 36 | 1950 | 9 | 13.71 | 123.39 | 123.39 |  | 200 | 91.4%
| 36 | x | 40 | 1950 | 10 | 13.71 | 137.1 | 137.1 |  | 200
| 36 | x | 42 | 1950 | 10.5 | 13.71 | 143.955 | 143.955 |  | 200
| 36 | x | 48 | 1950 | 12 | 13.71 | 164.52 | 164.52 |  | 200
| 36 | x | 56 | 1950 | 14 | 13.71 | 191.94 | 191.94 |  | 200
| 36 | x | 60 | 1950 | 15 | 13.71 | 205.65 | 205.65 |  | 200
| 36 | x | 66 | 1950 | 16.5 | 13.71 | 226.215 | 226.215 |  | 200
| 36 | x | 80 | 1950 | 20 | 13.71 | 274.2 | 274.2 |  | 300
Group B | 38 | x | 48 | 1950 | 12.6667 | 14.145 | 179.17 | 179.17 |  | 200
| 39 | x | 36 | 1950 | 9.75 | 14.145 | 137.9137 | 137.9137 |  | 200
| 39 | x | 45 | 1950 | 12.1875 | 14.145 | 172.3922 | 172.3922 |  | 200
| 42 | x | 24 | 1950 | 7 | 14.145 | 99.015 | 99.015 |  | 200
| 42 | x | 42 | 1950 | 12.25 | 14.145 | 173.2763 | 173.2763 |  | 200
| 42 | x | 48 | 1950 | 14 | 14.145 | 198.03 | 198.03 |  | 300
| 45 | x | 16 | 1950 | 5 | 14.145 | 70.725 | 70.725 |  | 200
| 46 | x | 40 | 1950 | 12.7778 | 14.145 | 180.7417 | 180.7417 |  | 200
| 48 | x | 24 | 1950 | 8 | 14.145 | 113.16 | 113.16 |  | 200
| 48 | x | 30 | 1950 | 10 | 14.145 | 141.45 | 141.45 |  | 200
| 48 | x | 36 | 1950 | 12 | 14.145 | 169.74 | 169.74 |  | 200
| 48 | x | 48 | 1950 | 16 | 14.145 | 226.32 | 226.32 |  | 300 | 94.3%
| 48 | x | 50 | 1950 | 16.6667 | 14.145 | 235.75 | 235.75 |  | 300
| 48 | x | 54 | 1950 | 18 | 14.145 | 254.61 | 254.61 |  | 300
| 48 | x | 60 | 1950 | 20 | 14.145 | 282.9 | 282.9 |  | 300
| 48 | x | 120 | 1950 | 40 | 14.145 | 565.8 | 565.8 |  | 550
| 54 | x | 45 | 1950 | 16.875 | 14.145 | 238.6969 | 238.6969 |  | 400
| 54 | x | 54 | 1950 | 20.25 | 14.145 | 286.4362 | 286.4362 |  | 400
| 54 | x | 60 | 1950 | 22.5 | 14.145 | 318.2625 | 318.2625 |  | 400
| 56 | x | 42 | 1950 | 16.3333 | 14.145 | 231.035 | 231.035 |  | 400
| 57 | x | 48 | 1950 | 19 | 14.145 | 268.755 | 268.755 |  | 400
Group C | 60 | x | 18 | 1950 | 7.5 | 15 | 112.5 | 112.5 |  | 200
| 60 | x | 25 | 1950 | 10.4167 | 15 | 156.25 | 156.25 |  | 200
| 60 | x | 30 | 1950 | 12.5 | 15 | 187.5 | 187.5 |  | 200
| 60 | x | 48 | 1950 | 20 | 15 | 300 | 300 |  | 300
| 60 | x | 57 | 1950 | 23.75 | 15 | 356.25 | 356.25 |  | 400
| 60 | x | 60 | 1950 | 25 | 15 | 375 | 375 |  | 400
| 60 | x | 66 | 1950 | 27.5 | 15 | 412.5 | 412.5 |  | 400
| 60 | x | 72 | 1950 | 30 | 15 | 450 | 450 |  | 400 | 100%
| 60 | x | 74 | 1950 | 30.8333 | 15 | 462.5 | 462.5 |  | 400
| 60 | x | 78 | 1950 | 32.5 | 15 | 487.5 | 487.5 |  | 400
| 60 | x | 108 | 1950 | 45 | 15 | 675 | 675 |  | 550
| 66 | x | 54 | 1950 | 24.75 | 15 | 371.25 | 371.25 |  | 400
| 66 | x | 60 | 1950 | 27.5 | 15 | 412.5 | 412.5 |  | 400
| 66 | x | 66 | 1950 | 30.25 | 15 | 453.75 | 453.75 |  | 400
Group D | 72 | x | 30 | 1950 | 15 | 15.45 | 231.75 | 231.75 |  | 300
| 72 | x | 36 | 1950 | 18 | 15.45 | 278.1 | 278.1 |  | 300
| 72 | x | 60 | 1950 | 30 | 15.45 | 463.5 | 463.5 |  | 400
| 72 | x | 72 | 1950 | 36 | 15.45 | 556.2 | 556.2 |  | 400 | 103%
| 72 | x | 78 | 1950 | 39 | 15.45 | 602.55 | 602.55 |  | 400
| 72 | x | 84 | 1950 | 42 | 15.45 | 648.9 | 648.9 |  | 550
| 72 | x | 86 | 1950 | 43 | 15.45 | 664.35 | 664.35 |  | 550
| 72 | x | 90 | 1950 | 45 | 15.45 | 695.25 | 695.25 |  | 550
| 72 | x | 96 | 1950 | 48 | 15.45 | 741.6 | 741.6 |  | 550
| 72 | x | 108 | 1950 | 54 | 15.45 | 834.3 | 834.3 |  | 550
| 78 | x | 66 | 1950 | 35.75 | 15.45 | 552.3375 | 552.3375 |  | 400
| 78 | x | 78 | 1950 | 42.25 | 15.45 | 652.7625 | 652.7625 |  | 550
| 78 | x | 90 | 1950 | 48.75 | 15.45 | 753.1875 | 753.1875 |  | 550
| 84 | x | 30 | 1950 | 17.5 | 15.45 | 270.375 | 270.375 |  | 300
| 84 | x | 84 | 1950 | 49 | 15.45 | 757.05 | 757.05 |  | 550
| 84 | x | 108 | 1950 | 63 | 15.45 | 973.35 | 973.35 |  | 600
| 90 | x | 90 | 1950 | 56.25 | 17.16 | 965.25 | 965.25 |  | 550 | 114.4%
| 122 | x | 75 | 1950 | 63.5417 | 17.16 | 1090.375 | 1090.375 |  | 600
Baseline
Baseline * Percentage
Baseline * Percentage
Baseline * Percentage
Baseline * Percentage
Baseline * Percentage
Baseline * Percentage
Note on I7: John Shaw: includes form materials, forming, rebar, concrete, stripping of forms per DPI email april 6,2007
Note on I72: John N Shaw: $400 LF inclusive of form materials, forming, rebar, concrete and stripping of forms & associated labor. $50 LF for Excavation of a new utiliodor assuming a 1.5 cy bucket for a 5 x 6' utiliodor with 1 ' coverage

## Utilidor Section Plan (hidden)
Doyon Utilities, LLC
Fort Wainwright Central Heat & Power Plant and Heat Distribution System
Proposed Utilidor Sequencing Plan for Pipe Replacement
Section Reference |  |  |  | North Post (sections E-F) | [7 empty] | Section G | [6 empty] | Section H | [6 empty] | Section I-J | [6 empty] | Total Base |  |  | Average | Average
|  | Utiliodors | DB | Utilidors LF | Sewer | Steam | Cond | Water | Utiliodors | DB | Utilidors LF | Sewer | Steam | Cond | Water | Utiliodors | DB | Utilidors LF | Sewer | Steam | Cond | Water | Utiliodors | DB | Utilidors LF | Sewer | Steam | Cond | Water | Utilidors LF | Sewer | Steam | Cond | Water | Total Pipe | Pipe LF | Pipe Mi.
1 | 2008 | E6-5,E6-6 |  | 0 | 0 | 3573 | 0 | 0 | 0 | 0 | 0 | 0 | 0 | 0 | 0 | 0 | 0 | 0 | 3000 | 0 | 0 | 0 | [7 empty] | 0 | 3000 | 3573 | 0 | 0 | 6573 | 3286.5 | 0.56179
2 | 2009 | E6-9, E7-7 |  | 1923 | 4967 | 2467 | 0 | 0 | 0 | 0 | 0 | 2107 | 0 | 0 | 0 | 0 | 0 | 0 | 0 | 0 | 0 | 0 | [7 empty] | 1923 | 7074 | 2467 | 0 | 0 | 9541 | 4770.5 | 0.81547
3 | 2010 | E6-7,E6-8 |  | 2467 | 0 | 2469 | 0 | 0 | 0 | 0 | 0 | 0 | 0 | 0 | 0 | 0 | 0 | 0 | 6138 | 0 | 0 | 0 | [7 empty] | 2467 | 6138 | 2469 | 0 | 0 | 8607 | 4303.5 | 0.73564
4 | 2011 | E6-5,E6-6 |  | 713 | 3730 | 453 | 4026 | 4434 | G4-8 | 0 | 531 | 219 | 531 | 531 | 531 | 0 | 0 | 0 | 0 | 0 | 0 | 0 | [7 empty] | 1244 | 3949 | 984 | 4557 | 4965 | 14455 | 2466.5 | 0.42162
5 | 2012 | E6-9, E7-7 |  | 1730 | 2258 | 2701 | 3858 | 4469 | G2-4, G2-5,G2-7,G2-8,G2-9 (yr 1) | 0 | 2956 | 2249.5 | 2810 | 2810 | 2833.5 | 0 | 0 | 0 | 0 | 0 | 0 | 0 | [7 empty] | 4686 | 4507.5 | 5511 | 6668 | 7302.5 | 23989 | 5009.25 | 0.85628
6 | 2013 | F5-5, F5-6 |  | 1881 | 1864 | 1634 | 1634 | 1881 | G2-4, G2-5,G2-7,G2-8,G2-9 (yr 2) | 0 | 2956 | 2249.5 | 2810 | 2810 | 2833.5 | 0 | 0 | 0 | 0 | 0 | 0 | 0 | [7 empty] | 4837 | 4113.5 | 4444 | 4444 | 4714.5 | 17716 | 4278.75 | 0.73141
7 | 2014 | F6-1 |  | 4399 | 2973 | 3905 | 2671 | 4057 | 0 | 0 | 0 | 0 | 0 | 0 | 0 | 0 | 0 | 0 | 0 | 0 | 0 | 0 | [7 empty] | 4399 | 2973 | 3905 | 2671 | 4057 | 13606 | 3439 | 0.58786
8 | 2015 | F6-2 |  | 1911 | 683 | 2198 | 734 | 895 | G1-5, G1-6, G1-8 | 0 | 3036 | 2151 | 2409 | 2409 | 3036 | 0 | 0 | 0 | 0 | 0 | 0 | 0 | [7 empty] | 4947 | 2834 | 4607 | 3143 | 3931 | 14515 | 3720.5 | 0.63598
9 | 2016 | F6-3 |  | 3858 | 2095 | 3191 | 2853 | 2454 | H-3,H1-6 | 0 | 0 | 0 | 0 | 0 | 0 | H1-3,H1-6 | 0 | 3550 | 1800 | 2582 | 2582 | 2982 | [7 empty] | 7408 | 3895 | 5773 | 5435 | 5436 | 20539 | 4834 | 0.82632
10 | 2017 | F6-3 |  | 3858 | 2095 | 3191 | 2853 | 2454 | G4-2 though G4-7 | 0 | 0 | 0 | 0 | 0 | 0 | 0 | 0 | 0 | 0 | 0 | 0 | 0 | [7 empty] | 3858 | 2095 | 3191 | 2853 | 2454 | 10593 | 2648.25 | 0.45269
11 | 2018 | F6-4 |  | 2966 | 2137 | 2435 | 976 | 2514 | [7 empty] | H2-4, H2-7 | 0 | 3026 | 1705 | 2778 | 2778 | 2927 | [7 empty] | 5992 | 3842 | 5213 | 3754 | 5441 | 18250 | 4562.5 | 0.77991
12 | 2019 | F6-5 |  | 1346 | 1333 | 2213 | 1027 | 751 | G1-9 | 0 | 2977 | 2357 | 2625 | 2625 | 2930 | [14 empty] | 4323 | 3690 | 4838 | 3652 | 3681 | 15861 | 3965.25 | 0.67782
13 | 2020 | F6-6 |  | 1166 | 858 | 1166 | 1166 | 971 | [7 empty] | H2-3, H3-1 | 0 | 4426 | 2907 | 3354 | 3486 | 4686 | I1-1 to I1-4 |  | 1289 | 0 | 0 | 0 | 0 | 6881 | 3765 | 4520 | 4652 | 5657 | 18594 | 4648.5 | 0.79462
14 | 2021 | F7-1 |  | 2607 | 1838 | 2164 | 2059 | 1823 | [14 empty] | I2-2 to I2-3 |  | 4463 | 4404 | 3743 | 3772 | 4560 | 7070 | 6242 | 5907 | 5831 | 6383 | 24363 | 6090.75 | 1.0412
15 | 2022 | E6-7,E6-8 |  | 564 | 3367 | 565 | 3159 | 2789 | [14 empty] | I3-1 to I4-6 |  | 4062 | 907 | 1409 | 1409 | 2087 | 4626 | 4274 | 1974 | 4568 | 4876 | 15692 | 3923 | 0.6706
16 | 2023 | [7 empty] | 0 | 0 | 0 | 0 | 0 | 0 | 0 | H2-1, H2-2 | 0 | 6599 | 4819 | 6313 | 6313 | 6329 | [7 empty] | 6599 | 4819 | 6313 | 6313 | 6329 | 23774 | 5943.5 | 1.016
17 | 2024 | [7 empty] | 0 | 0 | 0 | 0 | 0 | 0 | 0 | [7 empty] | I5-1 to I5-4 |  | 6309 | 4353 | 4119 | 4119 | 4989 | 6309 | 4353 | 4119 | 4119 | 4989 | 17580 | 4395 | 0.75128
18 | 2025 | [7 empty] | 0 | 0 | 0 | 0 | 0 | 0 | 0 | H2-5,H2-6 | 0 | 4629 | 2015 | 4365 | 4365 | 4929 | [7 empty] | 4629 | 2015 | 4365 | 4365 | 4929 | 15674 | 3918.5 | 0.66983
19 | 2026 | [7 empty] | 0 | 0 | 0 | 0 | 0 | 0 | 0 | H2-8, H2-9,H3-7 | 0 | 6668 | 5378 | 5113 | 5113 | 6479 | [7 empty] | 6668 | 5378 | 5113 | 5113 | 6479 | 22083 | 5520.75 | 0.94372
20 | 2027 | [7 empty] | 0 | 0 | 0 | 0 | 0 | 0 | 0 | H3-2, H3-4, H3-5 | 0 | 937 | 483 | 2498 | 2498 | 2893 | I3-1 to I4-6 |  | 4062 | 907 | 1409 | 1409 | 2087 | 4999 | 1390 | 3907 | 3907 | 4980 | 14184 | 3546 | 0.60615
21 | 2028 |  |  | 0 | 0 | 0 | 0 | 0 | 0 | 0 | 0 | 0 | 0 | 0 | 0 | Power Hub-H3-3,H3-6,H3-9 | 0 | 4078 | 2200 | 4004 | 4004 | 6290 | [7 empty] | 4078 | 2200 | 4004 | 4004 | 6290 | 16498 | 4124.5 | 0.70504
22 | 2029 |  |  | 0 | 0 | 0 | 0 | 0 | 0 | 0 | 0 | 0 | 0 | 0 | 0 | Power Hub-H4-1,H4-4,H4-7 | 0 | 1386 | 2748 | 7344 | 5664 | 8075 | [7 empty] | 1386 | 2748 | 7344 | 5664 | 8075 | 23831 | 5957.75 | 1.0184
23 | 2030 |  |  | 0 | 0 | 0 | 0 | 0 | [7 empty] | H4-2, H4-3 | 0 | 4924 | 3036 | 4182 | 4182 | 5233 | [7 empty] | 4924 | 3036 | 4182 | 4182 | 5233 | 16633 | 4158.25 | 0.71081
24 | 2031 |  |  | 0 | 0 | 0 | 0 | 0 | 0 | 0 | 0 | 0 | 0 | 0 | 0 | H4-5,H4-6,H4-8,H4-9 | 0 | 573 | 3350 | 4356 | 4356 | 4807 | [7 empty] | 573 | 3350 | 4356 | 4356 | 4807 | 16869 | 4217.25 | 0.7209
25 | 2032 |  |  | 0 | 0 | 0 | 0 | 0 | 0 | 0 | 0 | 0 | 0 | 0 | 0 | H5-1,H5-4,H5-5 | 0 | 4153 | 2925 | 3942 | 3942 | 4705 | [7 empty] | 4153 | 2925 | 3942 | 3942 | 4705 | 15514 | 3878.5 | 0.66299
26 | 2033 |  |  | 0 | 0 | 0 | 0 | 0 | 0 | 0 | 0 | 0 | 0 | 0 | 0 | H5-7,H5-8 | 0 | 1659 | 1652 | 1652 | 1633 | 1659 | I5-5 to I5-7 |  | 5503 | 3323 | 4646 | 3984 | 4685 | 7162 | 4975 | 6298 | 5617 | 6344 | 23234 | 5808.5 | 0.99291
27 | 2034 |  |  | 0 | 0 | 0 | 0 | 0 | 0 | 0 | 0 | 0 | 0 | 0 | 0 | 0 | 0 | 0 | 0 | 0 | 0 | 0 | I5-8 to I6-4 (yr 1) |  | 3117.5 | 2052 | 2446.5 | 2296 | 2763 | 3117.5 | 2052 | 2446.5 | 2296 | 2763 | 9557.5 | 2389.375 | 0.40844
28 | 2035 |  |  | 0 | 0 | 0 | 0 | 0 | 0 | 0 | 0 | 0 | 0 | 0 | 0 | 0 | 0 | 0 | 0 | 0 | 0 | 0 | I5-8 to I6-4 (yr 2) |  | 3117.5 | 2052 | 2446.5 | 2296 | 2763 | 3117.5 | 2052 | 2446.5 | 2296 | 2763 | 9557.5 | 2389.375 | 0.40844
29 | 2036 |  |  | 0 | 0 | 0 | 0 | 0 | 0 | 0 | 0 | 0 | 0 | 0 | 0 | 0 | 0 | 0 | 0 | 0 | 0 | 0 | I6-7 to J5-2 |  | 4784 | 2819 | 3392 | 3392 | 4021 | 4784 | 2819 | 3392 | 3392 | 4021 | 13624 | 3406 | 0.58222
30 | 2037 |  |  | 0 | 0 | 0 | 0 | 0 | 0 | 0 | 0 | 0 | 0 | 0 | 0 | 0 | 0 | 0 | 0 | 0 | 0 | 0 | J5-3 to J6-1 |  | 5337 | 3271 | 3795 | 3795 | 5337 | 5337 | 3271 | 3795 | 3795 | 5337 | 16198 | 4049.5 | 0.69222
31 | 2038 | E6-5 |  | 0 | 441 | 0 | 0 | 0 | G1-6 (DB) | 321 | 0 | 321 | 0 | 0 | 0 | 0 | all 4" WW | 0 | 1756 | 0 | 0 | 0 | [7 empty] | 0 | 2518 | 0 | 0 | 0 | 2518 | 629.5 | 0.10761
32 | 2039 |  | E6-2 | 0 | 0 | 856 | 0 | 0 | G1-8 (DB) | 1070 | 0 | 1070 | 0 | 0 | 0 | 0 | 50% of 18" + WW | 0 | 0 | 0 | 0 | 0 | [7 empty] | 0 | 1070 | 856 | 0 | 0 | 1926 | 481.5 | 0.082308
33 | 2040 |  | F5-3,F5-5,F6-1,F6-2,F6-4, F6-5 | 0 | 0 | 173 | 0 | 0 | G1-9 (DB) | 0 | 0 | 978 | 0 | 0 | 0 | 0 | 50% of 18" + WW | 0 | 4722.5 | 0 | 0 | 0 | [7 empty] | 0 | 5700.5 | 173 | 0 | 0 | 5873.5 | 1468.375 | 0.251
34 | 2041 |  |  | 0 | 0 | 0 | 0 | 0 | G2-7 (DB) | 0 | 0 | 1762 | 0 | 0 | 0 | 0 | all 4"S | 0 | 0 | 686 | 0 | 0 | [7 empty] | 0 | 1762 | 686 | 0 | 0 | 2448 | 612 | 0.10462
35 | 2042 |  |  | 0 | 0 | 0 | 0 | 0 | G4-2 (DB) to G4-8 | 0 | 0 | 0 | 0 | 2122 | 2723 | 0 | all 4" C | 0 | 0 | 0 | 3393 | 0 | [7 empty] | 0 | 0 | 0 | 5515 | 2723 | 8238 | 2059.5 | 0.35205
36 | 2043 |  |  | 0 | 0 | 0 | 0 | 0 | 0 | 0 | 0 | 0 | 0 | 0 | 0 | 0 | 0 | 0 | 0 | 0 | 0 | 0 | I1-1 toI1-4 (DB) |  |  | 1289 | 0 | 0 | 0 | 0 | 1289 | 0 | 0 | 0 | 1289 | 322.25 | 0.055085
37 | 2044 |  |  | 0 | 0 | 0 | 0 | 0 | 0 | 0 | 0 | 0 | 0 | 0 | 0 | 0 | 0 | 0 | 0 | 0 | 0 | 0 | [7 empty] | 0 | 0 | 0 | 0 | 0 | 0 | 0 | 0
38 | 2045 |  |  | 0 | 0 | 0 | 0 | 0 | 0 | 0 | 0 | 0 | 0 | 0 | 0 | 0 | 0 | 0 | 0 | 0 | 0 | 0 | [7 empty] | 0 | 0 | 0 | 0 | 0 | 0 | 0 | 0
39 | 2046 |  | F4-5,F4-6,F4-8 | 0 | 0 | 0 | 0 | 2839 | 0 | 0 | 0 | 0 | 0 | 0 | 0 | 0 | 0 | 0 | 0 | 0 | 0 | 0 | [7 empty] | 0 | 0 | 0 | 0 | 2839 | 2839 | 709.75 | 0.12132
40 | 2047 |  | F5-4,F5-5,F5-6 | 0 | 0 | 408 | 0 | 2962 | G4-2 (DB) to G4-8 | 0 | 0 | 0 | 2122 | 0 | 2723 | 0 | all 18" S | 0 | 0 | 540 | 0 | 0 | [7 empty] | 0 | 0 | 3070 | 0 | 5685 | 8755 | 2188.75 | 0.37415
41 | 2048 |  | F6-3 | 0 | 0 | 1021 | 0 | 1043 | 0 | 0 | 0 | 0 | 0 | 0 | 0 | 0 | all 18" DW | 0 | 0 | 0 | 0 | 1835 | [7 empty] | 0 | 0 | 1021 | 0 | 2878 | 3899 | 974.75 | 0.16662
42 | 2049 |  | F5-3, F6-1 | 0 | 0 | 0 | 140 | 760 | 0 | 0 | 0 | 0 | 0 | 0 | 0 | 0 | 0 | 0 | 0 | 0 | 0 | 0 | [7 empty] | 0 | 0 | 0 | 140 | 760 | 900 | 225 | 0.038462
43 | 2050 |  | E6-2, E6-8 | 0 | 0 | 0 | 0 | 275 | 0 | 0 | 0 | 0 | 0 | 0 | 0 | 0 | all 2" S | 0 | 0 | 1809 | 0 | 0 | [7 empty] | 0 | 0 | 1809 | 0 | 275 | 2084 | 521 | 0.08906
44 | 2051 |  |  | 0 | 0 | 0 | 0 | 0 | 0 | 0 | 0 | 0 | 0 | 0 | 0 | 0 | all 2" C | 0 | 0 | 0 | 4014 | 0 | [7 empty] | 0 | 0 | 0 | 4014 | 0 | 4014 | 1003.5 | 0.17154
45 | 2052 |  |  | 0 | 0 | 0 | 0 | 0 | 0 | 0 | 0 | 0 | 0 | 0 | 0 | 0 | all 2" DW | 0 | 0 | 0 | 0 | 161 | [7 empty] | 0 | 0 | 0 | 0 | 161 | 161 | 40.25 | 0.0068803
46 | 2053 |  |  | 0 | 0 | 0 | 0 | 0 | 0 | 0 | 0 | 0 | 0 | 0 | 0 | 0 | 0 | 0 | 0 | 0 | 0 | 0 | [7 empty] | 0 | 0 | 0 | 0 | 0 | 0 | 0 | 0
47 | 2054 |  |  | 0 | 0 | 0 | 0 | 0 | 0 | 0 | 0 | 0 | 0 | 0 | 0 | 0 | 0 | 0 | 0 | 0 | 0 | 0 | [7 empty] | 0 | 0 | 0 | 0 | 0 | 0 | 0 | 0
48 | 2055 |  |  | 0 | 0 | 0 | 0 | 0 | 0 | 0 | 0 | 0 | 0 | 0 | 0 | 0 | 0 | 0 | 0 | 0 | 0 | 0 | I4-3,I5-4,I5-7,J5-1 |  |  | 0 | 0 | 0 | 2715 | 0 | 0 | 0 | 0 | 2715 | 2715 | 678.75 | 0.11603
49 | 2056 |  |  | 0 | 0 | 0 | 0 | 0 | 0 | 0 | 0 | 0 | 0 | 0 | 0 | 0 | 0 | 0 | 0 | 0 | 0 | 0 | I4-2 |  |  | 0 | 402 | 0 | 966 | 0 | 0 | 402 | 0 | 966 | 1368 | 342 | 0.058462
50 | 2057 |  | E6-2, E6-4 | 0 | 1015 | 0 | 0 | 1548 | 0 | 0 | 0 | 0 | 0 | 0 | 0 | 0 | all 8" &12"WW | 0 | 4283 | 1212 | 106 | 6922 |  |  |  | 0 | 0 | 0 | 0 | 0 | 5298 | 1212 | 106 | 8470 | 15086 | 3771.5 | 0.6447
[30 empty] | 132497 | 127412.5 | 134628 | 125364 | 164414 |  | average (20017-2038) | 0.72886
[36 empty] | average (20039-2057) | 0.13699
CFB Boiler in-service in 2029-30 to coincide with Utilidor HDS upgrade
Note on AM11: John N Shaw: Utilidor & Piping replaceemnt accelerated to smooth workload and manage shorter design life of Condensate Lines
Note on B14: John N Shaw: new Contract Start Year
Note on W14: J Shaw: 3000 LF of 8" Galvanized pipe replacement. Eliminate 500 LF per year for 6 years from Section H1-3 to H3-7
Note on AK14: J Shaw: 8" Galvanized early replacement
Note on AL14: John Shaw: North post Steam reinsulation Project
Note on G15: John Shaw: 7074 West North Post Tie replaced early due to failure
Note on O15: J Shaw: west north Post DB replacement
Note on AK15: J Shaw: West North post DB early replacement
Note on W16: J Shaw: Nealy Road Upgrade
Note on AK16: J Shaw: Nealy Road early replacement
Note on W22: J Shaw: sewer less 500 LF between 2019 and 2026 for Galvanized pipe replacement in 2008
Note on W45: J Shaw: Assumed replaced as part of Nealy Road upgrade in 2010
Note on W46: J Shaw: assumed partially replaced as part of nealy Road upgrade in 2010
Note on O48: J Shaw: eliminate West North post replacement, done in 2009
Note on H52: J Shaw: eliminate West North post replacement, dione in 2009
Note on H53: J Shaw: eliminate West North post relpacement, done in 2009

## Utilidor Section Plan_Rearr (hidden)
Doyon Utilities, LLC
Fort Wainwright Central Heat & Power Plant and Heat Distribution System
Proposed Utilidor Sequencing Plan for Pipe Replacement
Section Reference |  |  |  |  | North Post (sections E-F) | [8 empty] | Section G | [7 empty] | Section H | [7 empty] | Section I-J | [7 empty] | Total Base |  |  | Average | Average
|  |  | Utiliodors | DB | Utilidors LF | Sewer | Steam | Cond | Water |  | Utiliodors | DB | Utilidors LF | Sewer | Steam | Cond | Water |  | Utiliodors | DB | Utilidors LF | Sewer | Steam | Cond | Water |  | Utiliodors | DB | Utilidors LF | Sewer | Steam | Cond | Water |  | Utilidors LF | Sewer | Steam | Cond | Water | Total Pipe | Pipe LF | Pipe Mi.
1 | 2009 |  | E6-5,E6-6 |  | 0 | 0 | 3573 | 0 | 0 |  | 0 | 0 | 0 | 0 | 0 | 0 | 0 |  | 0 | 0 | 0 | 3000 | 0 | 0 | 0 | [9 empty] | 0 | 3000 | 3573 | 0 | 0 | 6573 | 3286.5 | 0.56179
2 | 2010 |  | E6-9, E7-7 |  | 1923 | 4967 | 2467 | 0 | 0 |  | 0 | 0 | 0 | 2107 | 0 | 0 | 0 |  | 0 | 0 | 0 | 0 | 0 | 0 | 0 | [9 empty] | 1923 | 7074 | 2467 | 0 | 0 | 9541 | 4770.5 | 0.81547
3 | 2011 |  | E6-7,E6-8 |  | 2467 | 0 | 2469 | 0 | 0 |  | 0 | 0 | 0 | 0 | 0 | 0 | 0 |  | 0 | 0 | 0 | 6138 | 0 | 0 | 0 | [9 empty] | 2467 | 6138 | 2469 | 0 | 0 | 8607 | 4303.5 | 0.73564
4 | 2012 |  | E6-5,E6-6 |  | 713 | 3730 | 453 | 4026 | 4434 |  | G4-8 | 0 | 531 | 219 | 531 | 531 | 531 |  | 0 | 0 | 0 | 0 | 0 | 0 | 0 | [9 empty] | 1244 | 3949 | 984 | 4557 | 4965 | 14455 | 2466.5 | 0.42162
5 | 2013 |  | E6-9, E7-7 |  | 1730 | 2258 | 2701 | 3858 | 4469 |  | G2-4, G2-5,G2-7,G2-8,G2-9 (yr 1) | 0 | 2956 | 2249.5 | 2810 | 2810 | 2833.5 |  | 0 | 0 | 0 | 0 | 0 | 0 | 0 | [9 empty] | 4686 | 4507.5 | 5511 | 6668 | 7302.5 | 23989 | 5009.25 | 0.85628
6 | 2014 |  | F5-5, F5-6 |  | 1881 | 1864 | 1634 | 1634 | 1881 |  | G2-4, G2-5,G2-7,G2-8,G2-9 (yr 2) | 0 | 2956 | 2249.5 | 2810 | 2810 | 2833.5 |  | 0 | 0 | 0 | 0 | 0 | 0 | 0 | [9 empty] | 4837 | 4113.5 | 4444 | 4444 | 4714.5 | 17716 | 4278.75 | 0.73141
7 | 2015 |  | F6-1 |  | 4399 | 2973 | 3905 | 2671 | 4057 |  | 0 | 0 | 0 | 0 | 0 | 0 | 0 |  | 0 | 0 | 0 | 0 | 0 | 0 | 0 | [9 empty] | 4399 | 2973 | 3905 | 2671 | 4057 | 13606 | 3439 | 0.58786
8 | 2016 |  | F6-2 |  | 1911 | 683 | 2198 | 734 | 895 |  | G1-5, G1-6, G1-8 | 0 | 3036 | 2151 | 2409 | 2409 | 3036 |  | 0 | 0 | 0 | 0 | 0 | 0 | 0 | [9 empty] | 4947 | 2834 | 4607 | 3143 | 3931 | 14515 | 3720.5 | 0.63598
9 | 2017 |  | F6-3 |  | 3858 | 2095 | 3191 | 2853 | 2454 |  | H-3,H1-6 | 0 | 0 | 0 | 0 | 0 | 0 |  | H1-3,H1-6 | 0 | 3550 | 1800 | 2582 | 2582 | 2982 | [9 empty] | 7408 | 3895 | 5773 | 5435 | 5436 | 20539 | 4834 | 0.82632
10 | 2018 |  | F6-3 |  | 3858 | 2095 | 3191 | 2853 | 2454 |  | G4-2 though G4-7 | 0 | 0 | 0 | 0 | 0 | 0 |  | 0 | 0 | 0 | 0 | 0 | 0 | 0 | [9 empty] | 3858 | 2095 | 3191 | 2853 | 2454 | 10593 | 2648.25 | 0.45269
11 | 2019 |  | F6-4 |  | 2966 | 2137 | 2435 | 976 | 2514 | [9 empty] | H2-4, H2-7 | 0 | 3026 | 1705 | 2778 | 2778 | 2927 | [9 empty] | 5992 | 3842 | 5213 | 3754 | 5441 | 18250 | 4562.5 | 0.77991
12 | 2020 |  | F6-5 |  | 1346 | 1333 | 2213 | 1027 | 751 |  | G1-9 | 0 | 2977 | 2357 | 2625 | 2625 | 2930 | [17 empty] | 4323 | 3690 | 4838 | 3652 | 3681 | 15861 | 3965.25 | 0.67782
13 | 2021 |  | F6-6 |  | 1166 | 858 | 1166 | 1166 | 971 | [9 empty] | H2-3, H3-1 | 0 | 4426 | 2907 | 3354 | 3486 | 4686 |  | I1-1 to I1-4 |  | 1289 | 0 | 0 | 0 | 0 |  | 6881 | 3765 | 4520 | 4652 | 5657 | 18594 | 4648.5 | 0.79462
14 | 2022 |  | F7-1 |  | 2607 | 1838 | 2164 | 2059 | 1823 | [17 empty] | I2-2 to I2-3 |  | 4463 | 4404 | 3743 | 3772 | 4560 |  | 7070 | 6242 | 5907 | 5831 | 6383 | 24363 | 6090.75 | 1.0412
15 | 2023 |  | E6-7,E6-8 |  | 564 | 3367 | 565 | 3159 | 2789 | [17 empty] | I3-1 to I4-6 |  | 4062 | 907 | 1409 | 1409 | 2087 |  | 4626 | 4274 | 1974 | 4568 | 4876 | 15692 | 3923 | 0.6706
16 | 2024 | [9 empty] | 0 | 0 | 0 | 0 | 0 | 0 | 0 |  | H2-1, H2-2 | 0 | 6599 | 4819 | 6313 | 6313 | 6329 | [9 empty] | 6599 | 4819 | 6313 | 6313 | 6329 | 23774 | 5943.5 | 1.016
17 | 2025 | [9 empty] | 0 | 0 | 0 | 0 | 0 | 0 | 0 | [9 empty] | I5-1 to I5-4 |  | 6309 | 4353 | 4119 | 4119 | 4989 |  | 6309 | 4353 | 4119 | 4119 | 4989 | 17580 | 4395 | 0.75128
18 | 2026 | [9 empty] | 0 | 0 | 0 | 0 | 0 | 0 | 0 |  | H2-5,H2-6 | 0 | 4629 | 2015 | 4365 | 4365 | 4929 | [9 empty] | 4629 | 2015 | 4365 | 4365 | 4929 | 15674 | 3918.5 | 0.66983
19 | 2027 | [9 empty] | 0 | 0 | 0 | 0 | 0 | 0 | 0 |  | H2-8, H2-9,H3-7 | 0 | 6668 | 5378 | 5113 | 5113 | 6479 | [9 empty] | 6668 | 5378 | 5113 | 5113 | 6479 | 22083 | 5520.75 | 0.94372
20 | 2028 | [9 empty] | 0 | 0 | 0 | 0 | 0 | 0 | 0 |  | H3-2, H3-4, H3-5 | 0 | 937 | 483 | 2498 | 2498 | 2893 |  | I3-1 to I4-6 |  | 4062 | 907 | 1409 | 1409 | 2087 |  | 4999 | 1390 | 3907 | 3907 | 4980 | 14184 | 3546 | 0.60615
21 | 2029 |  |  |  | 0 | 0 | 0 | 0 | 0 |  | 0 | 0 | 0 | 0 | 0 | 0 | 0 |  | Power Hub-H3-3,H3-6,H3-9 | 0 | 4078 | 2200 | 4004 | 4004 | 6290 | [9 empty] | 4078 | 2200 | 4004 | 4004 | 6290 | 16498 | 4124.5 | 0.70504
22 | 2030 |  |  |  | 0 | 0 | 0 | 0 | 0 |  | 0 | 0 | 0 | 0 | 0 | 0 | 0 |  | Power Hub-H4-1,H4-4,H4-7 | 0 | 1386 | 2748 | 7344 | 5664 | 8075 | [9 empty] | 1386 | 2748 | 7344 | 5664 | 8075 | 23831 | 5957.75 | 1.0184
23 | 2031 |  |  |  | 0 | 0 | 0 | 0 | 0 | [9 empty] | H4-2, H4-3 | 0 | 4924 | 3036 | 4182 | 4182 | 5233 | [9 empty] | 4924 | 3036 | 4182 | 4182 | 5233 | 16633 | 4158.25 | 0.71081
24 | 2032 |  |  |  | 0 | 0 | 0 | 0 | 0 |  | 0 | 0 | 0 | 0 | 0 | 0 | 0 |  | H4-5,H4-6,H4-8,H4-9 | 0 | 573 | 3350 | 4356 | 4356 | 4807 | [9 empty] | 573 | 3350 | 4356 | 4356 | 4807 | 16869 | 4217.25 | 0.7209
25 | 2033 |  |  |  | 0 | 0 | 0 | 0 | 0 |  | 0 | 0 | 0 | 0 | 0 | 0 | 0 |  | H5-1,H5-4,H5-5 | 0 | 4153 | 2925 | 3942 | 3942 | 4705 | [9 empty] | 4153 | 2925 | 3942 | 3942 | 4705 | 15514 | 3878.5 | 0.66299
26 | 2034 |  |  |  | 0 | 0 | 0 | 0 | 0 |  | 0 | 0 | 0 | 0 | 0 | 0 | 0 |  | H5-7,H5-8 | 0 | 1659 | 1652 | 1652 | 1633 | 1659 |  | I5-5 to I5-7 |  | 5503 | 3323 | 4646 | 3984 | 4685 |  | 7162 | 4975 | 6298 | 5617 | 6344 | 23234 | 5808.5 | 0.99291
27 | 2035 |  |  |  | 0 | 0 | 0 | 0 | 0 |  | 0 | 0 | 0 | 0 | 0 | 0 | 0 |  | 0 | 0 | 0 | 0 | 0 | 0 | 0 |  | I5-8 to I6-4 (yr 1) |  | 3117.5 | 2052 | 2446.5 | 2296 | 2763 |  | 3117.5 | 2052 | 2446.5 | 2296 | 2763 | 9557.5 | 2389.375 | 0.40844
28 | 2036 |  |  |  | 0 | 0 | 0 | 0 | 0 |  | 0 | 0 | 0 | 0 | 0 | 0 | 0 |  | 0 | 0 | 0 | 0 | 0 | 0 | 0 |  | I5-8 to I6-4 (yr 2) |  | 3117.5 | 2052 | 2446.5 | 2296 | 2763 |  | 3117.5 | 2052 | 2446.5 | 2296 | 2763 | 9557.5 | 2389.375 | 0.40844
29 | 2037 |  |  |  | 0 | 0 | 0 | 0 | 0 |  | 0 | 0 | 0 | 0 | 0 | 0 | 0 |  | 0 | 0 | 0 | 0 | 0 | 0 | 0 |  | I6-7 to J5-2 |  | 4784 | 2819 | 3392 | 3392 | 4021 |  | 4784 | 2819 | 3392 | 3392 | 4021 | 13624 | 3406 | 0.58222
30 | 2038 |  |  |  | 0 | 0 | 0 | 0 | 0 |  | 0 | 0 | 0 | 0 | 0 | 0 | 0 |  | 0 | 0 | 0 | 0 | 0 | 0 | 0 |  | J5-3 to J6-1 |  | 5337 | 3271 | 3795 | 3795 | 5337 |  | 5337 | 3271 | 3795 | 3795 | 5337 | 16198 | 4049.5 | 0.69222
31 | 2039 |  | E6-5 |  | 0 | 441 | 0 | 0 | 0 |  | G1-6 (DB) | 321 | 0 | 321 | 0 | 0 | 0 |  | 0 | all 4" WW | 0 | 1756 | 0 | 0 | 0 | [9 empty] | 0 | 2518 | 0 | 0 | 0 | 2518 | 629.5 | 0.10761
32 | 2040 |  |  | E6-2 | 0 | 0 | 856 | 0 | 0 |  | G1-8 (DB) | 1070 | 0 | 1070 | 0 | 0 | 0 |  | 0 | 50% of 18" + WW | 0 | 0 | 0 | 0 | 0 | [9 empty] | 0 | 1070 | 856 | 0 | 0 | 1926 | 481.5 | 0.082308
33 | 2041 |  |  | F5-3,F5-5,F6-1,F6-2,F6-4, F6-5 | 0 | 0 | 173 | 0 | 0 |  | G1-9 (DB) | 0 | 0 | 978 | 0 | 0 | 0 |  | 0 | 50% of 18" + WW | 0 | 4722.5 | 0 | 0 | 0 | [9 empty] | 0 | 5700.5 | 173 | 0 | 0 | 5873.5 | 1468.375 | 0.251
34 | 2042 |  |  |  | 0 | 0 | 0 | 0 | 0 |  | G2-7 (DB) | 0 | 0 | 1762 | 0 | 0 | 0 |  | 0 | all 4"S | 0 | 0 | 686 | 0 | 0 | [9 empty] | 0 | 1762 | 686 | 0 | 0 | 2448 | 612 | 0.10462
35 | 2043 |  |  |  | 0 | 0 | 0 | 0 | 0 |  | G4-2 (DB) to G4-8 | 0 | 0 | 0 | 0 | 2122 | 2723 |  | 0 | all 4" C | 0 | 0 | 0 | 3393 | 0 | [9 empty] | 0 | 0 | 0 | 5515 | 2723 | 8238 | 2059.5 | 0.35205
36 | 2044 |  |  |  | 0 | 0 | 0 | 0 | 0 |  | 0 | 0 | 0 | 0 | 0 | 0 | 0 |  | 0 | 0 | 0 | 0 | 0 | 0 | 0 |  | I1-1 toI1-4 (DB) |  |  | 1289 | 0 | 0 | 0 |  | 0 | 1289 | 0 | 0 | 0 | 1289 | 322.25 | 0.055085
37 | 2045 |  |  |  | 0 | 0 | 0 | 0 | 0 |  | 0 | 0 | 0 | 0 | 0 | 0 | 0 |  | 0 | 0 | 0 | 0 | 0 | 0 | 0 | [9 empty] | 0 | 0 | 0 | 0 | 0 | 0 | 0 | 0
38 | 2046 |  |  |  | 0 | 0 | 0 | 0 | 0 |  | 0 | 0 | 0 | 0 | 0 | 0 | 0 |  | 0 | 0 | 0 | 0 | 0 | 0 | 0 | [9 empty] | 0 | 0 | 0 | 0 | 0 | 0 | 0 | 0
39 | 2047 |  |  | F4-5,F4-6,F4-8 | 0 | 0 | 0 | 0 | 2839 |  | 0 | 0 | 0 | 0 | 0 | 0 | 0 |  | 0 | 0 | 0 | 0 | 0 | 0 | 0 | [9 empty] | 0 | 0 | 0 | 0 | 2839 | 2839 | 709.75 | 0.12132
40 | 2048 |  |  | F5-4,F5-5,F5-6 | 0 | 0 | 408 | 0 | 2962 |  | G4-2 (DB) to G4-8 | 0 | 0 | 0 | 2122 | 0 | 2723 |  | 0 | all 18" S | 0 | 0 | 540 | 0 | 0 | [9 empty] | 0 | 0 | 3070 | 0 | 5685 | 8755 | 2188.75 | 0.37415
41 | 2049 |  |  | F6-3 | 0 | 0 | 1021 | 0 | 1043 |  | 0 | 0 | 0 | 0 | 0 | 0 | 0 |  | 0 | all 18" DW | 0 | 0 | 0 | 0 | 1835 | [9 empty] | 0 | 0 | 1021 | 0 | 2878 | 3899 | 974.75 | 0.16662
42 | 2050 |  |  | F5-3, F6-1 | 0 | 0 | 0 | 140 | 760 |  | 0 | 0 | 0 | 0 | 0 | 0 | 0 |  | 0 | 0 | 0 | 0 | 0 | 0 | 0 | [9 empty] | 0 | 0 | 0 | 140 | 760 | 900 | 225 | 0.038462
43 | 2051 |  |  | E6-2, E6-8 | 0 | 0 | 0 | 0 | 275 |  | 0 | 0 | 0 | 0 | 0 | 0 | 0 |  | 0 | all 2" S | 0 | 0 | 1809 | 0 | 0 | [9 empty] | 0 | 0 | 1809 | 0 | 275 | 2084 | 521 | 0.08906
44 | 2052 |  |  |  | 0 | 0 | 0 | 0 | 0 |  | 0 | 0 | 0 | 0 | 0 | 0 | 0 |  | 0 | all 2" C | 0 | 0 | 0 | 4014 | 0 | [9 empty] | 0 | 0 | 0 | 4014 | 0 | 4014 | 1003.5 | 0.17154
45 | 2053 |  |  |  | 0 | 0 | 0 | 0 | 0 |  | 0 | 0 | 0 | 0 | 0 | 0 | 0 |  | 0 | all 2" DW | 0 | 0 | 0 | 0 | 161 | [9 empty] | 0 | 0 | 0 | 0 | 161 | 161 | 40.25 | 0.0068803
46 | 2054 |  |  |  | 0 | 0 | 0 | 0 | 0 |  | 0 | 0 | 0 | 0 | 0 | 0 | 0 |  | 0 | 0 | 0 | 0 | 0 | 0 | 0 | [9 empty] | 0 | 0 | 0 | 0 | 0 | 0 | 0 | 0
47 | 2055 |  |  |  | 0 | 0 | 0 | 0 | 0 |  | 0 | 0 | 0 | 0 | 0 | 0 | 0 |  | 0 | 0 | 0 | 0 | 0 | 0 | 0 | [9 empty] | 0 | 0 | 0 | 0 | 0 | 0 | 0 | 0
48 | 2056 |  |  |  | 0 | 0 | 0 | 0 | 0 |  | 0 | 0 | 0 | 0 | 0 | 0 | 0 |  | 0 | 0 | 0 | 0 | 0 | 0 | 0 |  | I4-3,I5-4,I5-7,J5-1 |  |  | 0 | 0 | 0 | 2715 |  | 0 | 0 | 0 | 0 | 2715 | 2715 | 678.75 | 0.11603
49 | 2057 |  |  |  | 0 | 0 | 0 | 0 | 0 |  | 0 | 0 | 0 | 0 | 0 | 0 | 0 |  | 0 | 0 | 0 | 0 | 0 | 0 | 0 |  | I4-2 |  |  | 0 | 402 | 0 | 966 |  | 0 | 0 | 402 | 0 | 966 | 1368 | 342 | 0.058462
50 | 2058 |  |  | E6-2, E6-4 | 0 | 1015 | 0 | 0 | 1548 |  | 0 | 0 | 0 | 0 | 0 | 0 | 0 |  | 0 | all 8" &12"WW | 0 | 4283 | 1212 | 106 | 6922 |  |  |  |  | 0 | 0 | 0 | 0 |  | 0 | 5298 | 1212 | 106 | 8470 | 15086 | 3771.5 | 0.6447
[35 empty] | 132497 | 127412.5 | 134628 | 125364 | 164414 |  | average (20017-2038) | 0.72886
[41 empty] | average (20039-2057) | 0.13699
[51 empty] | per Section Plan | Theoretical | Variance
Year | 2008 | 2009 | 2010 | 2011 | 2012 | 2013 | 2014 | 2015 | 2016 | 2017 | 2018 | 2019 | 2020 | 2021 | 2022 | 2023 | 2024 | 2025 | 2026 | 2027 | 2028 | 2029 | 2030 | 2031 | 2032 | 2033 | 2034 | 2035 | 2036 | 2037 | 2038 | 2039 | 2040 | 2041 | 2042 | 2043 | 2044 | 2045 | 2046 | 2047 | 2048 | 2049 | 2050 | 2051 | 2052 | 2053 | 2054 | 2055 | 2056 | 2057 | Total | LF
Utilidors LF | 0 | 1923 | 2467 | 1244 | 4686 | 4837 | 4399 | 4947 | 7408 | 3858 | 5992 | 4323 | 6881 | 7070 | 4626 | 6599 | 6309 | 4629 | 6668 | 4999 | 4078 | 1386 | 4924 | 573 | 4153 | 7162 | 3117.5 | 3117.5 | 4784 | 5337 | 0 | 0 | 0 | 0 | 0 | 0 | 0 | 0 | 0 | 0 | 0 | 0 | 0 | 0 | 0 | 0 | 0 | 0 | 0 | 0 | 132497
Sewer LF | 3000 |  |  | 3949 | 4507.5 | 4113.5 | 2973 | 2834 | 3895 | 2095 | 3842 | 3690 | 3765 | 6242 | 4274 | 4819 | 4353 | 2015 | 5378 | 1390 | 2200 | 2748 | 3036 | 3350 | 2925 | 4975 | 2052 | 2052 | 2819 | 3271 | 0 | 0 | 0 | 0 | 0 | 0 | 0 | 0 | 0 | 0 | 0 | 0 | 0 | 0 | 0 | 0 | 0 | 0 | 0 | 0 | 96563 | 89723 | 6840
Sewer LF-DB |  | 7074 | 6138 | [27 empty] | 2518 | 1070 | 5700.5 | 1762 | 0 | 1289 | 0 | 0 | 0 | 0 | 0 | 0 | 0 | 0 | 0 | 0 | 0 | 0 | 0 | 5298 | 30849.5 | 37852 | -7002.5 | -162.5
Steam LF | 3573 | 2467 | 2469 | 984 | 5511 | 4444 | 3905 | 4607 | 5773 | 3191 | 5213 | 4838 | 4520 | 5907 | 1974 | 6313 | 4119 | 4365 | 5113 | 3907 | 4004 | 7344 | 4182 | 4356 | 3942 | 6298 | 2446.5 | 2446.5 | 3392 | 3795 | 0 | 0 | 0 | 0 | 0 | 0 | 0 | 0 | 0 | 0 | 0 | 0 | 0 | 0 | 0 | 0 | 0 | 0 | 0 |  | 125399 | #REF! | #REF!
Steam LF- DB | [30 empty] | 0 | 856 | 173 | 686 | 0 | 0 | 0 | 0 | 0 | 3070 | 1021 | 0 | 1809 | 0 | 0 | 0 | 0 | 0 | 402 | 1212 | 9229 | #REF! | #REF! | #REF!
Condensate LF | 0 | 0 | 0 | 4557 | 6668 | 4444 | 2671 | 3143 | 5435 | 2853 | 3754 | 3652 | 4652 | 5831 | 4568 | 6313 | 4119 | 4365 | 5113 | 3907 | 4004 | 5664 | 4182 | 4356 | 3942 | 5617 | 2296 | 2296 | 3392 | 3795 | 0 | 0 | 0 | 0 | 0 | 0 | 0 | 0 | 0 | 0 | 0 | 0 | 0 | 0 | 0 | 0 | 0 | 0 | 0 |  | 115589 | #REF! | #REF!
Condensate LF-DB | [30 empty] | 0 | 0 | 0 | 0 | 5515 | 0 | 0 | 0 | 0 | 0 | 0 | 140 | 0 | 4014 | 0 | 0 | 0 | 0 | 0 | 106 | 9775 | #REF! | #REF! | #REF!
Water LF | 0 | 0 | 0 | 4965 | 7302.5 | 4714.5 | 4057 | 3931 | 5436 | 2454 | 5441 | 3681 | 5657 | 6383 | 4876 | 6329 | 4989 | 4929 | 6479 | 4980 | 6290 | 8075 | 5233 | 4807 | 4705 | 6344 | 2763 | 2763 | 4021 | 5337 | 0 | 0 | 0 | 0 | 0 | 0 | 0 | 0 | 0 | 0 | 0 | 0 | 0 | 0 | 0 | 0 | 0 | 0 | 0 |  | 136942 | 160719 | -23777
Water LF-DB | [30 empty] | 0 | 0 | 0 | 0 | 2723 | 0 | 0 | 0 | 2839 | 5685 | 2878 | 760 | 275 | 0 | 161 | 0 | 0 | 2715 | 966 | 8470 | 27472 | 30069 | -2597 | -26374
[31 empty] | 2518 | 1926 | 5873.5 | 2448 | 8238 | 1289 | 0 | 0 | 2839 | 8755 | 3899 | 900 | 2084 | 4014 | 161 | 0 | 0 | 2715 | 1368 | 15086
Total Pipe | 6573 | 9541 | 8607 | 14455 | 23989 | 17716 | 13606 | 14515 | 20539 | 10593 | 18250 | 15861 | 18594 | 24363 | 15692 | 23774 | 17580 | 15674 | 22083 | 14184 | 16498 | 23831 | 16633 | 16869 | 15514 | 23234 | 9557.5 | 9557.5 | 13624 | 16198 | 2518 | 1926 | 5873.5 | 2448 | 8238 | 1289 | 0 | 0 | 2839 | 8755 | 3899 | 900 | 2084 | 4014 | 161 | 0 | 0 | 2715 | 1368 | 15086 | 551818.5
Pipe LF | 3286.5 | 4770.5 | 4303.5 | 2466.5 | 5009.25 | 4278.75 | 3439 | 3720.5 | 4834 | 2648.25 | 4562.5 | 3965.25 | 4648.5 | 6090.75 | 3923 | 5943.5 | 4395 | 3918.5 | 5520.75 | 3546 | 4124.5 | 5957.75 | 4158.25 | 4217.25 | 3878.5 | 5808.5 | 2389.375 | 2389.375 | 3406 | 4049.5 | 629.5 | 481.5 | 1468.375 | 612 | 2059.5 | 322.25 | 0 | 0 | 709.75 | 2188.75 | 974.75 | 225 | 521 | 1003.5 | 40.25 | 0 | 0 | 678.75 | 342 | 3771.5 | 141677.875
Pipe Mi. | 0.56179 | 0.81547 | 0.73564 | 0.42162 | 0.85628 | 0.73141 | 0.58786 | 0.63598 | 0.82632 | 0.45269 | 0.77991 | 0.67782 | 0.79462 | 1.0412 | 0.6706 | 1.016 | 0.75128 | 0.66983 | 0.94372 | 0.60615 | 0.70504 | 1.0184 | 0.71081 | 0.7209 | 0.66299 | 0.99291 | 0.40844 | 0.40844 | 0.58222 | 0.69222 | 0.10761 | 0.082308 | 0.251 | 0.10462 | 0.35205 | 0.055085 | 0 | 0 | 0.12132 | 0.37415 | 0.16662 | 0.038462 | 0.08906 | 0.17154 | 0.0068803 | 0 | 0 | 0.11603 | 0.058462 | 0.6447 | 24.2184
[30 empty] | Direct Bury QC Check | 0 | 0 | 0 | 0 | 0 | 0 | 0 | 0 | 0 | 0 | 0 | 0 | 0 | 0 | 0 | 0 | 0 | 0 | 0 | 0
CFB Boiler in-service in 2029-30 to coincide with Utilidor HDS upgrade
Note on AM11: John N Shaw: Utilidor & Piping replaceemnt accelerated to smooth workload and manage shorter design life of Condensate Lines
Note on B14: John N Shaw: new Contract Start Year
Note on W14: J Shaw: 3000 LF of 8" Galvanized pipe replacement. Eliminate 500 LF per year for 6 years from Section H1-3 to H3-7
Note on AK14: J Shaw: 8" Galvanized early replacement
Note on AL14: John Shaw: North post Steam reinsulation Project
Note on G15: John Shaw: 7074 West North Post Tie replaced early due to failure
Note on O15: J Shaw: west north Post DB replacement
Note on AK15: J Shaw: West North post DB early replacement
Note on W16: J Shaw: Nealy Road Upgrade
Note on AK16: J Shaw: Nealy Road early replacement
Note on W22: J Shaw: sewer less 500 LF between 2019 and 2026 for Galvanized pipe replacement in 2008
Note on W45: J Shaw: Assumed replaced as part of Nealy Road upgrade in 2010
Note on W46: J Shaw: assumed partially replaced as part of nealy Road upgrade in 2010
Note on O48: J Shaw: eliminate West North post replacement, done in 2009
Note on H52: J Shaw: eliminate West North post replacement, dione in 2009
Note on H53: J Shaw: eliminate West North post relpacement, done in 2009
Note on C73: John N Shaw: west North Post Tie replacement- Utilidors ==> Direct Bury
Note on D73: John N Shaw: Nealy Road Line replacement; Utilidors ==> Direct Bury
Note on BC82: John N Shaw: 70 year asset life, probable LF after Contract period

## Wainwright_All_R_R_Pr (hidden)
Renewal and Replacement Schedule_Proposed
Fort Wainwright Central Heat & Power Plant and Heat Distribution System
Year |  | Before 2008 | 2008 | 2009 | 2010 | 2011 | 2012 | 2013 | 2014 | 2015 | 2016 | 2017 | 2018 | 2019 | 2020 | 2021 | 2022 | 2023 | 2024 | 2025 | 2026 | 2027 | 2028 | 2029 | 2030 | 2031 | 2032 | 2033 | 2034 | 2035 | 2036 | 2037 | 2038 | 2039 | 2040 | 2041 | 2042 | 2043 | 2044 | 2045 | 2046 | 2047 | 2048 | 2049 | 2050 | 2051 | 2052 | 2053 | 2054 | 2055 | 2056 | 2057 | 2058
Wainwright CHPP and Heat Distribution (except Piping/Utilidor) |  | 0 | 0 | 12350 | 0 | 0 | 0 | 0 | 0 | 0 | 0 | 0 | 0 | 0 | 0 | 0 | 0 | 0 | 0 | 0 | 0 | 0 | 0 | 0 | 0 | 0 | 0 | 0 | 0 | 0 | 0 | 0 | 0 | 0 | 0 | 0 | 0 | 0 | 0 | 0 | 0 | 0 | 0 | 0 | 0 | 0 | 0 | 0 | 0 | 0 | 0 | 0 | 0
Wainwright CHPP and Heat Distribution Piping and Utilidor |  | #REF! | #REF! | #REF! | #REF! | #REF! | #REF! | #REF! | #REF! | #REF! | #REF! | #REF! | #REF! | #REF! | #REF! | #REF! | #REF! | #REF! | #REF! | #REF! | #REF! | #REF! | #REF! | #REF! | #REF! | #REF! | #REF! | #REF! | #REF! | #REF! | #REF! | #REF! | #REF! | #REF! | #REF! | #REF! | #REF! | #REF! | #REF! | #REF! | #REF! | #REF! | #REF! | #REF! | #REF! | #REF! | #REF! | #REF! | #REF! | #REF! | #REF! | #REF! | #REF!
Wainwright CHPP and Heat Distribution Total |  | #REF! | #REF! | #REF! | #REF! | #REF! | #REF! | #REF! | #REF! | #REF! | #REF! | #REF! | #REF! | #REF! | #REF! | #REF! | #REF! | #REF! | #REF! | #REF! | #REF! | #REF! | #REF! | #REF! | #REF! | #REF! | #REF! | #REF! | #REF! | #REF! | #REF! | #REF! | #REF! | #REF! | #REF! | #REF! | #REF! | #REF! | #REF! | #REF! | #REF! | #REF! | #REF! | #REF! | #REF! | #REF! | #REF! | #REF! | #REF! | #REF! | #REF! | #REF! | #REF!
Wainwright CHPP and Heat Distribution Total - Consolidated |  | #REF! | #REF! | #REF! | #REF! | #REF! | #REF! | #REF! | #REF! | #REF! | #REF! | #REF! | #REF! | #REF! | #REF! | #REF! | #REF! | #REF! | #REF! | #REF! | #REF! | #REF! | #REF! | #REF! | #REF! | #REF! | #REF! | #REF! | #REF! | #REF! | #REF! | #REF! | #REF! | #REF! | #REF! | #REF! | #REF! | #REF! | #REF! | #REF! | #REF! | #REF! | #REF! | #REF! | #REF! | #REF! | #REF! | #REF! | #REF! | #REF! | #REF! | #REF! | #REF!
Fort Wainwright Electrical Distribution System
Year |  | Before 2008 | 2008 | 2009 | 2010 | 2011 | 2012 | 2013 | 2014 | 2015 | 2016 | 2017 | 2018 | 2019 | 2020 | 2021 | 2022 | 2023 | 2024 | 2025 | 2026 | 2027 | 2028 | 2029 | 2030 | 2031 | 2032 | 2033 | 2034 | 2035 | 2036 | 2037 | 2038 | 2039 | 2040 | 2041 | 2042 | 2043 | 2044 | 2045 | 2046 | 2047 | 2048 | 2049 | 2050 | 2051 | 2052 | 2053 | 2054 | 2055 | 2056 | 2057 | 2058
Wainwright Electrical Distribution Total |  | 0 | 13310917.1299 | 7450591.3507 | 4744000 | 102468 | 0 | 508992 | 175710 | 0 | 0 | 0 | 953924 | 1672600 | 1233831 | 424307.2 | 901738 | 292300 | 19200 | 34500 | 398660.4448 | 124000 | 41000 | 181000 | 2103122.304 | 1266830.1952 | 1710250.8 | 0 | 166290.432 | 0 | 0 | 0 | 0 | 18000 | 89700 | 0 | 0 | 228525 | 0 | 0 | 0 | 700000 | 0 | 0 | 0 | 27750 | 0 | 5000 | 0 | 20000 | 0 | 0 | 108240
Wainwright Electrical Distribution Total - Consolidated |  | 0 | 13310917.1299 | 7450591.3507 | 4744000 | 102468 | 0 | 508992 | 175710 | 0 | 0 | 0 | 953924 | 1672600 | 1233831 | 424307.2 | 901738 | 292300 | 19200 | 34500 | 398660.4448 | 124000 | 41000 | 181000 | 2103122.304 | 1266830.1952 | 1710250.8 | 0 | 166290.432 | 0 | 0 | 0 | 0 | 18000 | 89700 | 0 | 0 | 228525 | 0 | 0 | 0 | 700000 | 0 | 0 | 0 | 27750 | 0 | 5000 | 0 | 20000 | 0 | 0 | 108240
Fort Wainwright Potable Water Distribution System
Year |  | Before 2008 | 2008 | 2009 | 2010 | 2011 | 2012 | 2013 | 2014 | 2015 | 2016 | 2017 | 2018 | 2019 | 2020 | 2021 | 2022 | 2023 | 2024 | 2025 | 2026 | 2027 | 2028 | 2029 | 2030 | 2031 | 2032 | 2033 | 2034 | 2035 | 2036 | 2037 | 2038 | 2039 | 2040 | 2041 | 2042 | 2043 | 2044 | 2045 | 2046 | 2047 | 2048 | 2049 | 2050 | 2051 | 2052 | 2053 | 2054 | 2055 | 2056 | 2057 | 2058
Wainwright Water Distribution (except Piping) |  | 0 | 1621040 | 80000 | 55000 | 15000 | 120000 | 95000 | 30000 | 44000 | 5000 | 15000 | 0 | 0 | 0 | 0 | 0 | 830000 | 885000 | 1072500 | 1057500 | 227500 | 287500 | 227500 | 165000 | 0 | 0 | 830000 | 0 | 30000 | 0 | 0 | 0 | 0 | 0 | 0 | 0 | 0 | 0 | 0 | 0 | 0 | 0 | 0 | 0 | 0 | 0 | 0 | 0 | 0 | 0 | 77000 | 0
Wainwright Water Distribution Piping |  | 0 | 0 | 0 | 0 | 925650.9253 | 1361443.2793 | 878948.8997 | 756367.7349 | 732876.8957 | 1013461.9194 | 457512.0585 | 1014394.0956 | 686268.0878 | 1054664.1056 | 1190016.0838 | 909058.1897 | 1179948.5813 | 930125.3708 | 918939.2569 | 1207913.866 | 928447.4538 | 1172677.6073 | 1505464.4958 | 975615.5674 | 896194.1587 | 877177.765 | 1182745.1098 | 515120.5451 | 515120.5451 | 749656.0666 | 995004.8315 | 0 | 0 | 0 | 0 | 0 | 0 | 0 | 0 | 273695.6809 | 273695.6809 | 273695.6809 | 273695.6809 | 273695.6809 | 273695.6809 | 273695.6809 | 273695.6809 | 273695.6809 | 273695.6809 | 1068647.3271 | 1068647.3271 | 1068647.3271
Wainwright Water Distribution Total |  | 0 | 1621040 | 80000 | 55000 | 940650.9253 | 1481443.2793 | 973948.8997 | 786367.7349 | 776876.8957 | 1018461.9194 | 472512.0585 | 1014394.0956 | 686268.0878 | 1054664.1056 | 1190016.0838 | 909058.1897 | 2009948.5813 | 1815125.3708 | 1991439.2569 | 2265413.866 | 1155947.4538 | 1460177.6073 | 1732964.4958 | 1140615.5674 | 896194.1587 | 877177.765 | 2012745.1098 | 515120.5451 | 545120.5451 | 749656.0666 | 995004.8315 | 0 | 0 | 0 | 0 | 0 | 0 | 0 | 0 | 273695.6809 | 273695.6809 | 273695.6809 | 273695.6809 | 273695.6809 | 273695.6809 | 273695.6809 | 273695.6809 | 273695.6809 | 273695.6809 | 1068647.3271 | 1145647.3271 | 1068647.3271
Wainwright Water Distribution Total - Consolidated |  | 0 | 1621040 | 80000 | 55000 | 940650.9253 | 1481443.2793 | 973948.8997 | 786367.7349 | 776876.8957 | 1018461.9194 | 472512.0585 | 1014394.0956 | 686268.0878 | 1054664.1056 | 1190016.0838 | 909058.1897 | 2009948.5813 | 1815125.3708 | 1991439.2569 | 2265413.866 | 1155947.4538 | 1460177.6073 | 1732964.4958 | 1140615.5674 | 896194.1587 | 877177.765 | 2012745.1098 | 515120.5451 | 545120.5451 | 749656.0666 | 995004.8315 | 0 | 0 | 0 | 0 | 0 | 0 | 0 | 0 | 273695.6809 | 273695.6809 | 273695.6809 | 273695.6809 | 273695.6809 | 273695.6809 | 273695.6809 | 273695.6809 | 273695.6809 | 273695.6809 | 1068647.3271 | 1145647.3271 | 1068647.3271
Fort Wainwright Wastewater Collection System
Year |  | Before 2008 | 2008 | 2009 | 2010 | 2011 | 2012 | 2013 | 2014 | 2015 | 2016 | 2017 | 2018 | 2019 | 2020 | 2021 | 2022 | 2023 | 2024 | 2025 | 2026 | 2027 | 2028 | 2029 | 2030 | 2031 | 2032 | 2033 | 2034 | 2035 | 2036 | 2037 | 2038 | 2039 | 2040 | 2041 | 2042 | 2043 | 2044 | 2045 | 2046 | 2047 | 2048 | 2049 | 2050 | 2051 | 2052 | 2053 | 2054 | 2055 | 2056 | 2057 | 2058
Wainwright Wastewater Collection (except Piping) |  | 0 | 0 | 0 | 292000 | 0 | 0 | 0 | 0 | 207515 | 0 | 589760 | 0 | 0 | 254460 | 0 | 0 | 0 | 0 | 1290950 | 0 | 0 | 10000 | 0 | 1312515 | 0 | 0 | 0 | 0 | 146640 | 0 | 40000 | 20000 | 40000 | 30000 | 40000 | 0 | 0 | 0 | 0 | 0 | 0 | 0 | 0 | 0 | 0 | 0 | 0 | 0 | 0 | 0 | 0 | 0
Wainwright Wastewater Collection Piping |  | 0 | 3268557.3991 | 0 | 0 | 761401.2486 | 869084.8641 | 793118.267 | 573220.0335 | 546419.635 | 750989.5831 | 403934.0633 | 740770.7261 | 711463.8155 | 725924.4622 | 1203511.4191 | 824064.0508 | 929144.7499 | 839295.932 | 388509.3735 | 1036924.7696 | 268003.9847 | 424178.9686 | 529838.0935 | 585366.9767 | 645908.884 | 563965.2196 | 959222.8949 | 395643.2925 | 395643.2925 | 543527.5057 | 630677.0029 | 0 | 0 | 0 | 0 | 0 | 0 | 655617.2736 | 655617.2736 | 655617.2736 | 655617.2736 | 655617.2736 | 655617.2736 | 655617.2736 | 655617.2736 | 655617.2736 | 655373.0049 | 0 | 0 | 0 | 0 | 0
Wainwright Wastewater Collection Total |  | 0 | 3268557.3991 | 0 | 292000 | 761401.2486 | 869084.8641 | 793118.267 | 573220.0335 | 753934.635 | 750989.5831 | 993694.0633 | 740770.7261 | 711463.8155 | 980384.4622 | 1203511.4191 | 824064.0508 | 929144.7499 | 839295.932 | 1679459.3735 | 1036924.7696 | 268003.9847 | 434178.9686 | 529838.0935 | 1897881.9767 | 645908.884 | 563965.2196 | 959222.8949 | 395643.2925 | 542283.2925 | 543527.5057 | 670677.0029 | 20000 | 40000 | 30000 | 40000 | 0 | 0 | 655617.2736 | 655617.2736 | 655617.2736 | 655617.2736 | 655617.2736 | 655617.2736 | 655617.2736 | 655617.2736 | 655617.2736 | 655373.0049 | 0 | 0 | 0 | 0 | 0
Wainwright Wastewater Collection Total - Consolidated |  | 0 | 3268557.3991 | 0 | 292000 | 761401.2486 | 869084.8641 | 793118.267 | 573220.0335 | 753934.635 | 750989.5831 | 993694.0633 | 740770.7261 | 711463.8155 | 980384.4622 | 1203511.4191 | 824064.0508 | 929144.7499 | 839295.932 | 1679459.3735 | 1036924.7696 | 268003.9847 | 434178.9686 | 529838.0935 | 1897881.9767 | 645908.884 | 563965.2196 | 959222.8949 | 395643.2925 | 542283.2925 | 543527.5057 | 670677.0029 | 20000 | 40000 | 30000 | 40000 | 0 | 0 | 655617.2736 | 655617.2736 | 655617.2736 | 655617.2736 | 655617.2736 | 655617.2736 | 655617.2736 | 655617.2736 | 655617.2736 | 655373.0049 | 0 | 0 | 0 | 0 | 0
Fort Wainwright Total (Base Cost, No Mark Ups) |  | #REF! | #REF! | #REF! | #REF! | #REF! | #REF! | #REF! | #REF! | #REF! | #REF! | #REF! | #REF! | #REF! | #REF! | #REF! | #REF! | #REF! | #REF! | #REF! | #REF! | #REF! | #REF! | #REF! | #REF! | #REF! | #REF! | #REF! | #REF! | #REF! | #REF! | #REF! | #REF! | #REF! | #REF! | #REF! | #REF! | #REF! | #REF! | #REF! | #REF! | #REF! | #REF! | #REF! | #REF! | #REF! | #REF! | #REF! | #REF! | #REF! | #REF! | #REF! | #REF!
Fort Wainwright Total - Consolidated |  | #REF! | #REF! | #REF! | #REF! | #REF! | #REF! | #REF! | #REF! | #REF! | #REF! | #REF! | #REF! | #REF! | #REF! | #REF! | #REF! | #REF! | #REF! | #REF! | #REF! | #REF! | #REF! | #REF! | #REF! | #REF! | #REF! | #REF! | #REF! | #REF! | #REF! | #REF! | #REF! | #REF! | #REF! | #REF! | #REF! | #REF! | #REF! | #REF! | #REF! | #REF! | #REF! | #REF! | #REF! | #REF! | #REF! | #REF! | #REF! | #REF! | #REF! | #REF! | #REF!
Fort Wainwright Total (Base Cost, No Mark Ups)_Proposed |  | #REF! | #REF! | #REF! | #REF! | #REF! | #REF! | #REF! | #REF! | #REF! | #REF! | #REF! | #REF! | #REF! | #REF! | #REF! | #REF! | #REF! | #REF! | #REF! | #REF! | #REF! | #REF! | #REF! | #REF! | #REF! | #REF! | #REF! | #REF! | #REF! | #REF! | #REF! | #REF! | #REF! | #REF! | #REF! | #REF! | #REF! | #REF! | #REF! | #REF! | #REF! | #REF! | #REF! | #REF! | #REF! | #REF! | #REF! | #REF! | #REF! | #REF! | #REF! | #REF!
Contingency | 5% | #REF! | #REF! | #REF! | #REF! | #REF! | #REF! | #REF! | #REF! | #REF! | #REF! | #REF! | #REF! | #REF! | #REF! | #REF! | #REF! | #REF! | #REF! | #REF! | #REF! | #REF! | #REF! | #REF! | #REF! | #REF! | #REF! | #REF! | #REF! | #REF! | #REF! | #REF! | #REF! | #REF! | #REF! | #REF! | #REF! | #REF! | #REF! | #REF! | #REF! | #REF! | #REF! | #REF! | #REF! | #REF! | #REF! | #REF! | #REF! | #REF! | #REF! | #REF! | #REF!
Bonds, Insurance | 2% | #REF! | #REF! | #REF! | #REF! | #REF! | #REF! | #REF! | #REF! | #REF! | #REF! | #REF! | #REF! | #REF! | #REF! | #REF! | #REF! | #REF! | #REF! | #REF! | #REF! | #REF! | #REF! | #REF! | #REF! | #REF! | #REF! | #REF! | #REF! | #REF! | #REF! | #REF! | #REF! | #REF! | #REF! | #REF! | #REF! | #REF! | #REF! | #REF! | #REF! | #REF! | #REF! | #REF! | #REF! | #REF! | #REF! | #REF! | #REF! | #REF! | #REF! | #REF! | #REF!
General Conditions | 5% | #REF! | #REF! | #REF! | #REF! | #REF! | #REF! | #REF! | #REF! | #REF! | #REF! | #REF! | #REF! | #REF! | #REF! | #REF! | #REF! | #REF! | #REF! | #REF! | #REF! | #REF! | #REF! | #REF! | #REF! | #REF! | #REF! | #REF! | #REF! | #REF! | #REF! | #REF! | #REF! | #REF! | #REF! | #REF! | #REF! | #REF! | #REF! | #REF! | #REF! | #REF! | #REF! | #REF! | #REF! | #REF! | #REF! | #REF! | #REF! | #REF! | #REF! | #REF! | #REF!
G & A | 12.2% | #REF! | #REF! | #REF! | #REF! | #REF! | #REF! | #REF! | #REF! | #REF! | #REF! | #REF! | #REF! | #REF! | #REF! | #REF! | #REF! | #REF! | #REF! | #REF! | #REF! | #REF! | #REF! | #REF! | #REF! | #REF! | #REF! | #REF! | #REF! | #REF! | #REF! | #REF! | #REF! | #REF! | #REF! | #REF! | #REF! | #REF! | #REF! | #REF! | #REF! | #REF! | #REF! | #REF! | #REF! | #REF! | #REF! | #REF! | #REF! | #REF! | #REF! | #REF! | #REF!
Profit | 10% | #REF! | #REF! | #REF! | #REF! | #REF! | #REF! | #REF! | #REF! | #REF! | #REF! | #REF! | #REF! | #REF! | #REF! | #REF! | #REF! | #REF! | #REF! | #REF! | #REF! | #REF! | #REF! | #REF! | #REF! | #REF! | #REF! | #REF! | #REF! | #REF! | #REF! | #REF! | #REF! | #REF! | #REF! | #REF! | #REF! | #REF! | #REF! | #REF! | #REF! | #REF! | #REF! | #REF! | #REF! | #REF! | #REF! | #REF! | #REF! | #REF! | #REF! | #REF! | #REF!
Total Capital Cost |  | #REF! | #REF! | #REF! | #REF! | #REF! | #REF! | #REF! | #REF! | #REF! | #REF! | #REF! | #REF! | #REF! | #REF! | #REF! | #REF! | #REF! | #REF! | #REF! | #REF! | #REF! | #REF! | #REF! | #REF! | #REF! | #REF! | #REF! | #REF! | #REF! | #REF! | #REF! | #REF! | #REF! | #REF! | #REF! | #REF! | #REF! | #REF! | #REF! | #REF! | #REF! | #REF! | #REF! | #REF! | #REF! | #REF! | #REF! | #REF! | #REF! | #REF! | #REF! | #REF!
Studies plus Predesign | 7.7% | #REF! | #REF! | #REF! | #REF! | #REF! | #REF! | #REF! | #REF! | #REF! | #REF! | #REF! | #REF! | #REF! | #REF! | #REF! | #REF! | #REF! | #REF! | #REF! | #REF! | #REF! | #REF! | #REF! | #REF! | #REF! | #REF! | #REF! | #REF! | #REF! | #REF! | #REF! | #REF! | #REF! | #REF! | #REF! | #REF! | #REF! | #REF! | #REF! | #REF! | #REF! | #REF! | #REF! | #REF! | #REF! | #REF! | #REF! | #REF! | #REF! | #REF! | #REF! | #REF!
Design | 5% | #REF! | #REF! | #REF! | #REF! | #REF! | #REF! | #REF! | #REF! | #REF! | #REF! | #REF! | #REF! | #REF! | #REF! | #REF! | #REF! | #REF! | #REF! | #REF! | #REF! | #REF! | #REF! | #REF! | #REF! | #REF! | #REF! | #REF! | #REF! | #REF! | #REF! | #REF! | #REF! | #REF! | #REF! | #REF! | #REF! | #REF! | #REF! | #REF! | #REF! | #REF! | #REF! | #REF! | #REF! | #REF! | #REF! | #REF! | #REF! | #REF! | #REF! | #REF! | #REF!
SDC | 3% | #REF! | #REF! | #REF! | #REF! | #REF! | #REF! | #REF! | #REF! | #REF! | #REF! | #REF! | #REF! | #REF! | #REF! | #REF! | #REF! | #REF! | #REF! | #REF! | #REF! | #REF! | #REF! | #REF! | #REF! | #REF! | #REF! | #REF! | #REF! | #REF! | #REF! | #REF! | #REF! | #REF! | #REF! | #REF! | #REF! | #REF! | #REF! | #REF! | #REF! | #REF! | #REF! | #REF! | #REF! | #REF! | #REF! | #REF! | #REF! | #REF! | #REF! | #REF! | #REF!
Fee on Professional Services | 10% | #REF! | #REF! | #REF! | #REF! | #REF! | #REF! | #REF! | #REF! | #REF! | #REF! | #REF! | #REF! | #REF! | #REF! | #REF! | #REF! | #REF! | #REF! | #REF! | #REF! | #REF! | #REF! | #REF! | #REF! | #REF! | #REF! | #REF! | #REF! | #REF! | #REF! | #REF! | #REF! | #REF! | #REF! | #REF! | #REF! | #REF! | #REF! | #REF! | #REF! | #REF! | #REF! | #REF! | #REF! | #REF! | #REF! | #REF! | #REF! | #REF! | #REF! | #REF! | #REF!
Total Project Cost |  | #REF! | #REF! | #REF! | #REF! | #REF! | #REF! | #REF! | #REF! | #REF! | #REF! | #REF! | #REF! | #REF! | #REF! | #REF! | #REF! | #REF! | #REF! | #REF! | #REF! | #REF! | #REF! | #REF! | #REF! | #REF! | #REF! | #REF! | #REF! | #REF! | #REF! | #REF! | #REF! | #REF! | #REF! | #REF! | #REF! | #REF! | #REF! | #REF! | #REF! | #REF! | #REF! | #REF! | #REF! | #REF! | #REF! | #REF! | #REF! | #REF! | #REF! | #REF! | #REF!
Notes:
See specific inventory tabs at Cost Attachment 2 for components to be replaced in any given year.
"Consolidated" projects sum small amounts of work into one year or divide very large work into 2 or more years.

## Wainwright_All_R_R_Th (hidden)
Renewal and Replacement Schedule_Theoretical
NOTE: No General Condition, Design, or Construction Management Markups added.
Fort Wainwright Central Heat & Power Plant and Heat Distribution System
Year |  | Before 2008 | 2008 | 2009 | 2010 | 2011 | 2012 | 2013 | 2014 | 2015 | 2016 | 2017 | 2018 | 2019 | 2020 | 2021 | 2022 | 2023 | 2024 | 2025 | 2026 | 2027 | 2028 | 2029 | 2030 | 2031 | 2032 | 2033 | 2034 | 2035 | 2036 | 2037 | 2038 | 2039 | 2040 | 2041 | 2042 | 2043 | 2044 | 2045 | 2046 | 2047 | 2048 | 2049 | 2050 | 2051 | 2052 | 2053 | 2054 | 2055 | 2056 | 2057 | 2058
Wainwright CHPP and Heat Distribution (except Piping/Utilidor) |  | 0 | 0 | 12350 | 0 | 0 | 0 | 0 | 0 | 0 | 0 | 0 | 0 | 0 | 0 | 0 | 0 | 0 | 0 | 0 | 0 | 0 | 0 | 0 | 0 | 0 | 0 | 0 | 0 | 0 | 0 | 0 | 0 | 0 | 0 | 0 | 0 | 0 | 0 | 0 | 0 | 0 | 0 | 0 | 0 | 0 | 0 | 0 | 0 | 0 | 0 | 0 | 0
Wainwright CHPP and Heat Distribution Piping and Utilidor |  | #REF! | #REF! | #REF! | #REF! | #REF! | #REF! | #REF! | #REF! | #REF! | #REF! | #REF! | #REF! | #REF! | #REF! | #REF! | #REF! | #REF! | #REF! | #REF! | #REF! | #REF! | #REF! | #REF! | #REF! | #REF! | #REF! | #REF! | #REF! | #REF! | #REF! | #REF! | #REF! | #REF! | #REF! | #REF! | #REF! | #REF! | #REF! | #REF! | #REF! | #REF! | #REF! | #REF! | #REF! | #REF! | #REF! | #REF! | #REF! | #REF! | #REF! | #REF! | #REF!
Wainwright CHPP and Heat Distribution Total |  | #REF! | #REF! | #REF! | #REF! | #REF! | #REF! | #REF! | #REF! | #REF! | #REF! | #REF! | #REF! | #REF! | #REF! | #REF! | #REF! | #REF! | #REF! | #REF! | #REF! | #REF! | #REF! | #REF! | #REF! | #REF! | #REF! | #REF! | #REF! | #REF! | #REF! | #REF! | #REF! | #REF! | #REF! | #REF! | #REF! | #REF! | #REF! | #REF! | #REF! | #REF! | #REF! | #REF! | #REF! | #REF! | #REF! | #REF! | #REF! | #REF! | #REF! | #REF! | #REF!
Wainwright CHPP and Heat Distribution Total - Consolidated
Fort Wainwright Electrical Distribution System
Year |  | Before 2008 | 2008 | 2009 | 2010 | 2011 | 2012 | 2013 | 2014 | 2015 | 2016 | 2017 | 2018 | 2019 | 2020 | 2021 | 2022 | 2023 | 2024 | 2025 | 2026 | 2027 | 2028 | 2029 | 2030 | 2031 | 2032 | 2033 | 2034 | 2035 | 2036 | 2037 | 2038 | 2039 | 2040 | 2041 | 2042 | 2043 | 2044 | 2045 | 2046 | 2047 | 2048 | 2049 | 2050 | 2051 | 2052 | 2053 | 2054 | 2055 | 2056 | 2057 | 2058
Wainwright Electrical Distribution Total |  | 0 | 13310917.1299 | 7450591.3507 | 4744000 | 102468 | 0 | 508992 | 175710 | 0 | 0 | 0 | 953924 | 1672600 | 1233831 | 424307.2 | 901738 | 292300 | 19200 | 34500 | 398660.4448 | 124000 | 41000 | 181000 | 2103122.304 | 1266830.1952 | 1710250.8 | 0 | 166290.432 | 0 | 0 | 0 | 0 | 18000 | 89700 | 0 | 0 | 228525 | 0 | 0 | 0 | 700000 | 0 | 0 | 0 | 27750 | 0 | 5000 | 0 | 20000 | 0 | 0 | 108240
Wainwright Electrical Distribution Total - Consolidated
Fort Wainwright Potable Water Distribution System
Year |  | Before 2008 | 2008 | 2009 | 2010 | 2011 | 2012 | 2013 | 2014 | 2015 | 2016 | 2017 | 2018 | 2019 | 2020 | 2021 | 2022 | 2023 | 2024 | 2025 | 2026 | 2027 | 2028 | 2029 | 2030 | 2031 | 2032 | 2033 | 2034 | 2035 | 2036 | 2037 | 2038 | 2039 | 2040 | 2041 | 2042 | 2043 | 2044 | 2045 | 2046 | 2047 | 2048 | 2049 | 2050 | 2051 | 2052 | 2053 | 2054 | 2055 | 2056 | 2057 | 2058
Wainwright Water Distribution (except Piping) |  | 0 | 1621040 | 80000 | 55000 | 15000 | 120000 | 95000 | 30000 | 44000 | 5000 | 15000 | 0 | 0 | 0 | 0 | 0 | 830000 | 885000 | 1072500 | 1057500 | 227500 | 287500 | 227500 | 165000 | 0 | 0 | 830000 | 0 | 30000 | 0 | 0 | 0 | 0 | 0 | 0 | 0 | 0 | 0 | 0 | 0 | 0 | 0 | 0 | 0 | 0 | 0 | 0 | 0 | 0 | 0 | 77000 | 0
Wainwright Water Distribution Piping |  | 0 | 0 | 0 | 0 | 0 | 0 | 0 | 0 | 0 | 0 | 0 | 0 | 0 | 0 | 0 | 0 | 108680 | 19950 | 3947922 | 0 | 0 | 1951211 | 0 | 0 | 600954 | 13279690 | 0 | 4807530 | 0 | 0 | 0 | 46760 | 0 | 0 | 0 | 2885236 | 0 | 0 | 0 | 180075 | 3541680 | 0 | 610232 | 85350 | 0 | 0 | 1572204 | 0 | 0 | 0 | 3178840 | 423900
Wainwright Water Distribution Total |  | 0 | 1621040 | 80000 | 55000 | 15000 | 120000 | 95000 | 30000 | 44000 | 5000 | 15000 | 0 | 0 | 0 | 0 | 0 | 938680 | 904950 | 5020422 | 1057500 | 227500 | 2238711 | 227500 | 165000 | 600954 | 13279690 | 830000 | 4807530 | 30000 | 0 | 0 | 46760 | 0 | 0 | 0 | 2885236 | 0 | 0 | 0 | 180075 | 3541680 | 0 | 610232 | 85350 | 0 | 0 | 1572204 | 0 | 0 | 0 | 3255840 | 423900
Wainwright Water Distribution Total - Consolidated
Fort Wainwright Wastewater Collection System
Year |  | Before 2008 | 2008 | 2009 | 2010 | 2011 | 2012 | 2013 | 2014 | 2015 | 2016 | 2017 | 2018 | 2019 | 2020 | 2021 | 2022 | 2023 | 2024 | 2025 | 2026 | 2027 | 2028 | 2029 | 2030 | 2031 | 2032 | 2033 | 2034 | 2035 | 2036 | 2037 | 2038 | 2039 | 2040 | 2041 | 2042 | 2043 | 2044 | 2045 | 2046 | 2047 | 2048 | 2049 | 2050 | 2051 | 2052 | 2053 | 2054 | 2055 | 2056 | 2057 | 2058
Wainwright Wastewater Collection (except Piping) |  | 0 | 0 | 0 | 292000 | 0 | 0 | 0 | 0 | 207515 | 0 | 589760 | 0 | 0 | 254460 | 0 | 0 | 0 | 0 | 1290950 | 0 | 0 | 10000 | 0 | 1312515 | 0 | 0 | 0 | 0 | 146640 | 0 | 40000 | 20000 | 40000 | 30000 | 40000 | 0 | 0 | 0 | 0 | 0 | 0 | 0 | 0 | 0 | 0 | 0 | 0 | 0 | 0 | 0 | 0 | 0
Wainwright Wastewater Collection Piping |  | 0 | 0 | 0 | 0 | 0 | 0 | 0 | 0 | 0 | 0 | 0 | 0 | 0 | 1417438 | 597017 | 1515755 | 0 | 0 | 1414350 | 0 | 0 | 427880 | 0 | 0 | 0 | 0 | 4733358 | 214230 | 197470 | 0 | 0 | 322245 | 0 | 0 | 312480 | 0 | 0 | 0 | 10744690 | 144300 | 1224680 | 2204800 | 791178 | 0 | 0 | 0 | 0 | 0 | 280840 | 0 | 0 | 2717
Wainwright Wastewater Collection Total |  | 0 | 0 | 0 | 292000 | 0 | 0 | 0 | 0 | 207515 | 0 | 589760 | 0 | 0 | 1671898 | 597017 | 1515755 | 0 | 0 | 2705300 | 0 | 0 | 437880 | 0 | 1312515 | 0 | 0 | 4733358 | 214230 | 344110 | 0 | 40000 | 342245 | 40000 | 30000 | 352480 | 0 | 0 | 0 | 10744690 | 144300 | 1224680 | 2204800 | 791178 | 0 | 0 | 0 | 0 | 0 | 280840 | 0 | 0 | 2717
Wainwright Wastewater Collection Total - Consolidated
Fort Wainwright Total (Base Cost, No Mark Ups) |  | #REF! | #REF! | #REF! | #REF! | #REF! | #REF! | #REF! | #REF! | #REF! | #REF! | #REF! | #REF! | #REF! | #REF! | #REF! | #REF! | #REF! | #REF! | #REF! | #REF! | #REF! | #REF! | #REF! | #REF! | #REF! | #REF! | #REF! | #REF! | #REF! | #REF! | #REF! | #REF! | #REF! | #REF! | #REF! | #REF! | #REF! | #REF! | #REF! | #REF! | #REF! | #REF! | #REF! | #REF! | #REF! | #REF! | #REF! | #REF! | #REF! | #REF! | #REF! | #REF!
Fort Wainwright Total - Consolidated |  | 0 | 0 | 0 | 0 | 0 | 0 | 0 | 0 | 0 | 0 | 0 | 0 | 0 | 0 | 0 | 0 | 0 | 0 | 0 | 0 | 0 | 0 | 0 | 0 | 0 | 0 | 0 | 0 | 0 | 0 | 0 | 0 | 0 | 0 | 0 | 0 | 0 | 0 | 0 | 0 | 0 | 0 | 0 | 0 | 0 | 0 | 0 | 0 | 0 | 0 | 0 | 0
Fort Wainwright Total (Base Cost, No Mark Ups) |  | #REF! | #REF! | #REF! | #REF! | #REF! | #REF! | #REF! | #REF! | #REF! | #REF! | #REF! | #REF! | #REF! | #REF! | #REF! | #REF! | #REF! | #REF! | #REF! | #REF! | #REF! | #REF! | #REF! | #REF! | #REF! | #REF! | #REF! | #REF! | #REF! | #REF! | #REF! | #REF! | #REF! | #REF! | #REF! | #REF! | #REF! | #REF! | #REF! | #REF! | #REF! | #REF! | #REF! | #REF! | #REF! | #REF! | #REF! | #REF! | #REF! | #REF! | #REF! | #REF!
Contingency | 5% | #REF! | #REF! | #REF! | #REF! | #REF! | #REF! | #REF! | #REF! | #REF! | #REF! | #REF! | #REF! | #REF! | #REF! | #REF! | #REF! | #REF! | #REF! | #REF! | #REF! | #REF! | #REF! | #REF! | #REF! | #REF! | #REF! | #REF! | #REF! | #REF! | #REF! | #REF! | #REF! | #REF! | #REF! | #REF! | #REF! | #REF! | #REF! | #REF! | #REF! | #REF! | #REF! | #REF! | #REF! | #REF! | #REF! | #REF! | #REF! | #REF! | #REF! | #REF! | #REF!
Bonds, Insurance | 2% | #REF! | #REF! | #REF! | #REF! | #REF! | #REF! | #REF! | #REF! | #REF! | #REF! | #REF! | #REF! | #REF! | #REF! | #REF! | #REF! | #REF! | #REF! | #REF! | #REF! | #REF! | #REF! | #REF! | #REF! | #REF! | #REF! | #REF! | #REF! | #REF! | #REF! | #REF! | #REF! | #REF! | #REF! | #REF! | #REF! | #REF! | #REF! | #REF! | #REF! | #REF! | #REF! | #REF! | #REF! | #REF! | #REF! | #REF! | #REF! | #REF! | #REF! | #REF! | #REF!
General Conditions | 5% | #REF! | #REF! | #REF! | #REF! | #REF! | #REF! | #REF! | #REF! | #REF! | #REF! | #REF! | #REF! | #REF! | #REF! | #REF! | #REF! | #REF! | #REF! | #REF! | #REF! | #REF! | #REF! | #REF! | #REF! | #REF! | #REF! | #REF! | #REF! | #REF! | #REF! | #REF! | #REF! | #REF! | #REF! | #REF! | #REF! | #REF! | #REF! | #REF! | #REF! | #REF! | #REF! | #REF! | #REF! | #REF! | #REF! | #REF! | #REF! | #REF! | #REF! | #REF! | #REF!
G & A | 12.2% | #REF! | #REF! | #REF! | #REF! | #REF! | #REF! | #REF! | #REF! | #REF! | #REF! | #REF! | #REF! | #REF! | #REF! | #REF! | #REF! | #REF! | #REF! | #REF! | #REF! | #REF! | #REF! | #REF! | #REF! | #REF! | #REF! | #REF! | #REF! | #REF! | #REF! | #REF! | #REF! | #REF! | #REF! | #REF! | #REF! | #REF! | #REF! | #REF! | #REF! | #REF! | #REF! | #REF! | #REF! | #REF! | #REF! | #REF! | #REF! | #REF! | #REF! | #REF! | #REF!
Profit | 10% | #REF! | #REF! | #REF! | #REF! | #REF! | #REF! | #REF! | #REF! | #REF! | #REF! | #REF! | #REF! | #REF! | #REF! | #REF! | #REF! | #REF! | #REF! | #REF! | #REF! | #REF! | #REF! | #REF! | #REF! | #REF! | #REF! | #REF! | #REF! | #REF! | #REF! | #REF! | #REF! | #REF! | #REF! | #REF! | #REF! | #REF! | #REF! | #REF! | #REF! | #REF! | #REF! | #REF! | #REF! | #REF! | #REF! | #REF! | #REF! | #REF! | #REF! | #REF! | #REF!
Total Capital Cost |  | #REF! | #REF! | #REF! | #REF! | #REF! | #REF! | #REF! | #REF! | #REF! | #REF! | #REF! | #REF! | #REF! | #REF! | #REF! | #REF! | #REF! | #REF! | #REF! | #REF! | #REF! | #REF! | #REF! | #REF! | #REF! | #REF! | #REF! | #REF! | #REF! | #REF! | #REF! | #REF! | #REF! | #REF! | #REF! | #REF! | #REF! | #REF! | #REF! | #REF! | #REF! | #REF! | #REF! | #REF! | #REF! | #REF! | #REF! | #REF! | #REF! | #REF! | #REF! | #REF!
Studies plus Predesign | 7.7% | #REF! | #REF! | #REF! | #REF! | #REF! | #REF! | #REF! | #REF! | #REF! | #REF! | #REF! | #REF! | #REF! | #REF! | #REF! | #REF! | #REF! | #REF! | #REF! | #REF! | #REF! | #REF! | #REF! | #REF! | #REF! | #REF! | #REF! | #REF! | #REF! | #REF! | #REF! | #REF! | #REF! | #REF! | #REF! | #REF! | #REF! | #REF! | #REF! | #REF! | #REF! | #REF! | #REF! | #REF! | #REF! | #REF! | #REF! | #REF! | #REF! | #REF! | #REF! | #REF!
Design | 5% | #REF! | #REF! | #REF! | #REF! | #REF! | #REF! | #REF! | #REF! | #REF! | #REF! | #REF! | #REF! | #REF! | #REF! | #REF! | #REF! | #REF! | #REF! | #REF! | #REF! | #REF! | #REF! | #REF! | #REF! | #REF! | #REF! | #REF! | #REF! | #REF! | #REF! | #REF! | #REF! | #REF! | #REF! | #REF! | #REF! | #REF! | #REF! | #REF! | #REF! | #REF! | #REF! | #REF! | #REF! | #REF! | #REF! | #REF! | #REF! | #REF! | #REF! | #REF! | #REF!
SDC | 3% | #REF! | #REF! | #REF! | #REF! | #REF! | #REF! | #REF! | #REF! | #REF! | #REF! | #REF! | #REF! | #REF! | #REF! | #REF! | #REF! | #REF! | #REF! | #REF! | #REF! | #REF! | #REF! | #REF! | #REF! | #REF! | #REF! | #REF! | #REF! | #REF! | #REF! | #REF! | #REF! | #REF! | #REF! | #REF! | #REF! | #REF! | #REF! | #REF! | #REF! | #REF! | #REF! | #REF! | #REF! | #REF! | #REF! | #REF! | #REF! | #REF! | #REF! | #REF! | #REF!
Fee on Professional Services | 10% | #REF! | #REF! | #REF! | #REF! | #REF! | #REF! | #REF! | #REF! | #REF! | #REF! | #REF! | #REF! | #REF! | #REF! | #REF! | #REF! | #REF! | #REF! | #REF! | #REF! | #REF! | #REF! | #REF! | #REF! | #REF! | #REF! | #REF! | #REF! | #REF! | #REF! | #REF! | #REF! | #REF! | #REF! | #REF! | #REF! | #REF! | #REF! | #REF! | #REF! | #REF! | #REF! | #REF! | #REF! | #REF! | #REF! | #REF! | #REF! | #REF! | #REF! | #REF! | #REF!
Total Project Cost |  | #REF! | #REF! | #REF! | #REF! | #REF! | #REF! | #REF! | #REF! | #REF! | #REF! | #REF! | #REF! | #REF! | #REF! | #REF! | #REF! | #REF! | #REF! | #REF! | #REF! | #REF! | #REF! | #REF! | #REF! | #REF! | #REF! | #REF! | #REF! | #REF! | #REF! | #REF! | #REF! | #REF! | #REF! | #REF! | #REF! | #REF! | #REF! | #REF! | #REF! | #REF! | #REF! | #REF! | #REF! | #REF! | #REF! | #REF! | #REF! | #REF! | #REF! | #REF! | #REF!
Notes:
See specific inventory tabs at Cost Attachment 2 for components to be replaced in any given year.
"Consolidated" projects sum small amounts of work into one year or divide very large work into 2 or more years.

## Inflation-OLD (hidden)
This needs to be updated.
Inflation Index Inputs
Year | Index
1940 | 0.1032
1941 | 0.1077
1942 | 0.1155
1943 | 0.1228
1944 | 0.1275
1945 | 0.1308
1946 | 0.1401
1947 | 0.1568
1948 | 0.1695
1949 | 0.1766
1950 | 0.1738
1951 | 0.184
1952 | 0.1906
1953 | 0.1941
1954 | 0.1961
1955 | 0.1982
1956 | 0.2036
1957 | 0.2113
1958 | 0.2167
1959 | 0.22
1960 | 0.223
1961 | 0.226
1962 | 0.2288
1963 | 0.2315
1964 | 0.2345
1965 | 0.2385
1966 | 0.2437
1967 | 0.2515
1968 | 0.2608
1969 | 0.2724
1970 | 0.287
1971 | 0.3019
1972 | 0.3165
1973 | 0.331
1974 | 0.3545
1975 | 0.3898
1976 | 0.4179
1977 | 0.4505
1978 | 0.4811
1979 | 0.5186
1980 | 0.5632
1981 | 0.6174
1982 | 0.6596
1983 | 0.6892
1984 | 0.715
1985 | 0.7382
1986 | 0.7558
1987 | 0.7758
1988 | 0.8008
1989 | 0.8318
1990 | 0.8634
1991 | 0.8953
1992 | 0.916
1993 | 0.9392
1994 | 0.9608
1995 | 0.9811
1996 | 1
1997 | 1.017
1998 | 1.03
1999 | 1.0434
2000 | 1.059
2001 | 1.0802
2002 | 1.1018
2003 | 1.1238
2004 | 1.1463
2005 | 1.1692
2006 | 1.1926
2007 | 1.2164
2008 | 1.2408
2009 | 1.2656
2010 | 1.2909
2011 | 1.3167
2012 | 1.343
2013 | 1.3699
2014 | 1.3973
2015 | 1.4252
2016 | 1.4538
2017 | 1.4828
2018 | 1.5125
2019 | 1.5427
2020 | 1.5736
2021 | 1.6051
2022 | 1.6372
2023 | 1.6699
2024 | 1.7033
2025 | 1.7374
2026 | 1.7721
2027 | 1.8076
2028 | 1.8437
2029 | 1.8806
2030 | 1.9182
2031 | 1.9566
2032 | 1.9957
2033 | 2.0356
2034 | 2.0763
2035 | 2.1178
2036 | 2.1602
2037 | 2.2034
2038 | 2.2475
2039 | 2.2924
2040 | 2.3383
2041 | 2.385
2042 | 2.4327
2043 | 2.4814
2044 | 2.531
2045 | 2.5816
2046 | 2.6333
2047 | 2.6859
2048 | 2.7397
2049 | 2.7945
2050 | 2.8503
2051 | 2.9073
2052 | 2.9655
2053 | 3.0248
2054 | 3.0853
2055 | 3.147
2056
2057
2058
2059
2060

## Design Lives (hidden)
Design Life Reference
|  | REVISED (BASED ON 05/17/2005 MEETING) |  | Revised Design Lives on June 08, 2005 Meeting
Water/Wastewater | Useful Life | Water/Wastewater | Useful Life | Utility Type | Asset Type | Design Life Reference | Design Life | Design Life
Source of Supply |  | Source of Supply |  |  |  |  | (original) | (revised)
Source of Supply/Land | 0 | Source of Supply/Land | 0
Structures and Improvements | 35 | Structures and Improvements | 60
Collecting & Impounding Reservoir | 55 | Dam | 125 | Water/Wastewater | Land | Source of Supply/Land | 0 | 0
Wells & Springs | 45 | Collecting & Impounding Reservoir | 125 | Water/Wastewater | Land | Transmission and Distribution Land | 0 | 0
Supply Mains | 40 | Wells & Springs | 45 | CHPP | Plant | Coal feeders | 10 | 25
Water Pumping Equipment |  | Supply Mains | 70 | Water/Wastewater | Pumping Equipment | Electric Pumping Equipment | 15 | 25
Structures and Improvements | 35 | Water Pumping Equipment |  | Water/Wastewater | Pumping Equipment | Diesel Pumping Equipment | 15 | 25
Other Power Production Equipment | 30 | Structures and Improvements | 60 | Water/Wastewater | Pumping Equipment | Booster Pumping Equipment | 15 | 25
Electric Pumping Equipment | 15 | Other Power Production Equipment | 30 | Water/Wastewater | Pumping Equipment | Electric Pumping Equipment | 15 | 25
Diesel Pumping Equipment | 15 | Electric Pumping Equipment | 15 | Water/Wastewater | Plant Equipment | Water Treatment Equipment | 25 | 25
Booster Pumping Equipment | 15 | Diesel Pumping Equipment | 15 | Water/Wastewater | Plant Equipment | SCADA System/Controls | 25 | 25
Water Treatment Plant |  | Booster Pumping Equipment | 15 | Water/Wastewater | Plant Equipment | Other Power Production Equipment | 30 | 35
Structures and Improvements | 40 | Water Treatment Plant |  | Water/Wastewater | Plant Equipment | Generator | 30 | 35
Water Treatment Equipment | 25 | Structures and Improvements | 60 | CHPP | Plant & Equipment | Chemical Feed Systems | 35 | 35
Transmission and Distribution Plant |  | Water Treatment Equipment | 25 | CHPP | Plant & Equipment | Pumps and Collection Stations | 35 | 35
Transmission and Distribution Land | 0 | WTP Basins/Filter Structures | 60 | CHPP | Plant & Equipment | Water Treatment systems | 35 | 35
Structures and Improvements | 35 | Transmission and Distribution Plant |  | Water/Wastewater | Plant & Equipment | Meters | 35 | 25
Distribution Reservoir and Standpipes | 55 | Transmission and Distribution Land | 0 | CHPP | Plant & Equipment | Pumps | 35 | 40
Transmission and Distribution Mains | 70 | Structures and Improvements | 60 | Electrical | Distribution System | All Underground Components (including Sectionalizing Equipment) | 40 | 40
Services | 55 | Distribution Reservoir and Standpipes | 60 | Electrical | Distribution System | Metering | 40 | 40
Meters | 40 | Transmission and Distribution Mains - Direct-buried and Utilidor-installed | 70 | CHPP | Plant | Conveyors and systems | 40 | 40
Hydrants | 70 | Services | 70 | CHPP | Plant | Electrical Switchgear | 40 | 40
Wastewater Collection Plant |  | Meters | 40 | Electrical | Plant & Equipment | Transformers all | 35 | 40
Laterals (up to 24") | 55 | Hydrants | 70 | Electrical | Distribution System | Street Lights and Signal Lighting (including Supply Conductors) | 40 | 50
Trunks/Interceptors | 75 | Wastewater Collection |  | Water/Wastewater | Plant & Equipment | Structures and Improvements | 35 | 50
Sewer Pumping Plant |  | Laterals (up to 24") - Direct-buried | 70 | Water/Wastewater | Plant & Equipment | Structures and Improvements | 35 | 50
Structures and Improvements | 35 | Trunks/Interceptors - Direct-buried | 70 | Water/Wastewater | Plant & Equipment | Structures and Improvements | 35 | 50
Receiving Wells | 35 | Laterals (up to 24") - Utilidor-installed | 60 | Water/Wastewater | Plant & Equipment | Structures and Improvements | 35 | 50
Electric Pumping Equipment | 15 | Trunks/Interceptors - Utilidor-installed | 60 | Water/Wastewater | Plant & Equipment | Receiving Wells | 35 | 50
|  | Sewer Pumping Plant |  | Water/Wastewater | Water Treatment Plant | Structures and Improvements | 40 | 50
Other Water/Wastewater | Life | Structures and Improvements | 60 | Water/Wastewater | Plant & Equipment | Wells & Springs | 45 | 50
Generator | 30 | Receiving Wells | 35 | Electrical | Plant & Equipment | Overhead Distribution Equipment (including Poles, Conductor, Switches, and Hardware) | 50 | 50
Valves | 70 | Electric Pumping Equipment | 15 | Water/Wastewater | Plant & Equipment | Manholes | 50 | 70
SCADA System/Controls | 25 |  |  | Water/Wastewater | Transmission and Distribution Plant | Services | 55 | 60
Water Valve Pits | 70 | Other Water/Wastewater | Life | CHPP | Plant & Equipment | Baghouses | 50 | 60
Manholes | 50 | Generator | 30 | Water/Wastewater | Transmission and Distribution Plant | Supply Mains | 40 | 70
|  | Valves | 70 | Water/Wastewater | Transmission and Distribution Plant | Distribution Reservoir and Standpipes | 55 | 70
Electrical | Life | SCADA System/Controls | 25 | Water/Wastewater | Transmission and Distribution Plant | Laterals (up to 24") | 55 | 70
Overhead Distribution Equipment (including Poles, Conductor, Switches, and Hardware) | 50 | Water Valve Pits | 70 | CHPP | Transmission and Distribution Plant | Piping Steam Schedule 40 | 60 | 70
Street Lights and Signal Lighting (including Supply Conductors) | 40 | Manholes | 70 | CHPP | Transmission and Distribution Plant | Piping Condensate Schedule 80 | 60 | 70
All Underground Components (including Sectionalizing Equipment) | 40 |  |  | Water/Wastewater | Transmission and Distribution Plant | Collecting & Impounding Reservoir | 55 | 70
Metering | 40 | Electrical | Life | Water/Wastewater | Transmission and Distribution Plant | Transmission and Distribution Mains | 70 | 70
Transformers all | 35 | Overhead Distribution Equipment (including Poles, Conductor, Switches, and Hardware) | 60 | Water/Wastewater | Transmission and Distribution Plant | Hydrants | 70 | 70
|  | Street Lights and Signal Lighting (including Supply Conductors) | 60 | Water/Wastewater | Transmission and Distribution Plant | Valves | 70 | 70
CHPP | Life | All Underground Components (including Sectionalizing Equipment) | 40 | Water/Wastewater | Transmission and Distribution Plant | Water Valve Pits | 70 | 70
Pumps | 35 | Metering | 40 | Water/Wastewater | Transmission and Distribution Plant | Trunks/Interceptors | 75 | 70
Conveyors and systems | 40 | Transformers all | 35 | CHPP | Plant & Equipment | Boilers | 50 | 75
Baghouses | 50 |  |  | CHPP | Plant & Equipment | Steam Turbine | 50 | 75
Coal feeders | 10 | CHPP | Life | CHPP | Plant & Equipment | Generators | 50 | 75
Boilers | 50 | Pumps | 35 |  |  | Water Softeners |  | 7
Steam Turbine | 50 | Conveyors and systems | 40 |  |  | Oil Water Separators |  | 25
Generators | 50 | Baghouses | 50
Electrical Switchgear | 40 | Coal feeders | 10
Water Treatment systems | 35 | Boilers | 50
Chemical Feed Systems | 35 | Steam Turbine | 50
|  | Generators | 50
Steam and Condensate System | Life | Electrical Switchgear | 40
Piping Steam Schedule 40 | 60 | Water Treatment systems | 35
Piping Condensate Schedule 80 | 40 | Chemical Feed Systems | 35
Pumps and Collection Stations | 35
|  | Steam and Condensate System | Life
|  | Piping Steam Schedule 40 | 60
|  | Piping Condensate Schedule 80 | 60
|  | Pumps and Collection Stations | 35
|  | Utilidors (Previously Rehabbed) | 110
|  | Utilidors (Not Rehabbed) | 75
|  | Natural Gas | Life
|  | Gas Piping | 50
|  | Gas Meters | 15
Note on K21: CH2M HILL: Changed from 35 to 25
Note on I54: CH2M HILL: Added